## EXPLORER DATA
INSTRUCTIONS FOR STUDY AUTHORS: 1. Please paste any study data below (starting in row 7) that meets the definitions for each column (row 3). 2. You do not need to provide data for every column. Leave blank or delete any columns that do not apply, were not calculated, or were otherwise outside of the scope of the study. 3. In row 4 provide the metric name(s) that were used in the study, and if different, the metric name you use internally when managing results. 4. In row 5 explain any differences in the methodology used in the study versus our definition and clarify any method details. 5. Include at least 3 significant figures for results values 6. It is OK to change column order. 7. Create new columns to Include any additional metrics you believe are important to report in the cost-effectiveness explorer. Be sure to document the definition.
IDENTIFIERS | [8 empty] | ENERGY SAVINGS |  | COST |  |  |  |  | BENEFIT | [7 empty] | COST-EFFECTIVENESS |  | EMISSIONS |  | BASELINE
For this column, use any index or unique row label that is used on your system in order to facilitate any future data updates. This field will NOT be used by the Cost-effectivness Explorer team, it is for your convenience only. | Definition |  | climate zone integer between 1 and 16 | prototype short name | measure or package short name | Utility rate is CARE rate or standard. | fuel type "all-electric" or "mixed-fuel" referring to the resulting fuel type with the measure, not the baseline | fuel type in the baseline scenario | annual kWh saved | annual therms saved | first incremental cost without financing | npv of all incremental costs including financing and any replacement costs and maintenance assumed, and including any residual value assumed | TDV lifetime cost | utility bill savings from first year of operation | sum of utility bill savings over study period including energy cost escalation, with discounting | EDR2 efficiency margin | Total EDR2 margin | Total EDR1 Margin | On Bill Benefit to Cost Ratio | initial_cost_raw / first_year_bill_savings | 2022 TDV benefit to cost ratio | annual emissions savings converted to MTCO2e | annual emissions savings / baseline annual emissions | annual kwh consumed by prototype in baseline scenario | annual therms consumed by prototype in baseline scenario | annual utility bill for prototype in baseline scenario | annual ghg emissions from prototype in baseline scenario | annual TDV cost of prototype in baseline scenario (kTDV) | annual electricity use in the proposed scenario
row index/lookup/unique identifier | Equivalent metric name as reported in study | [7 empty] | Annual Electricity Savings (kWh) | Annual Gas Savings (therm) | First Year Incremental Cost | Lifetime Incremental Cost | Lifetime TDV Inc. Cost | First year Utility Cost Savings | Lifetime Utility Cost Savings | Efficiency EDR2 Margin | Total EDR2 Margin | Total EDR1 Margin | On-Bill B/C Ratio | Calculation | 2022 TDV B/C Ratio | Annual GHG Savings (mtons) | %CO2 Savings | Base Annual Electricity (kWh) | Base Annual Gas (therm) | Base Total Utility Bill | Base Annual GHG (mtons) | Base Annual TDV (kTDV/ft2) | Proposed Annual Electricity (kWh)
Note any methodological idiosyncrancies or discrepancies here
| Explorer Standardized column name (do not edit) | Electric/ Gas Utility | climate_zone | prototype | measure |  | fuel_type | baseline_fuel_type | kwh_savings | therms_savings | initial_cost_raw | npv_lifecycle_cost_financed | tdv_lifecycle_cost | first_year_bill_savings | annual_bill_savings_avg | EDR2eff_margin | EDR2total_margin | EDR1total_margin | on_bill_cost_ratio | simple_payback | tdv2022_benefit_to_cost_ratio | emissions_savings | emissions_savings_pct | base_kwh | base_therms | base_utilitybill | base_GHG | base_2022TDV | annualkwh_Proposed
AE |  | PGE | CZ01 | 2400 | All-Electric Code Minimum | Std | All Electric | Mixed-fuel | -4308.36 | 398.3865 | -2089.1582 | 832.6903 | 1089.4605 | -516.4846 | -6619.2532 | 12.35 | 6.35 | 25.75 | 0 | 4.045 | 2.4677 | 1.51 | 0.47634 | 1662.87 | 398.3865 | 2056.6514 | 3.17 | 103.89 | 5971.23
AE_EE2 |  | PGE | CZ01 | 2400 | All-Electric Efficiency | Std | All Electric | Mixed-fuel | -3544.9 | 398.3865 | -282.9082 | 2860.9394 | 2895.7105 | -291.1819 | -1482.7151 | 22.7 | 11.65 | 29.05 | 0 | 0.97159 | 2.4038 | 1.665 | 0.52524 | 1662.87 | 398.3865 | 2056.6514 | 3.17 | 103.89 | 5207.77
AE_EE_NEEA3 |  | PGE | CZ01 | 2400 | All-Electric Efficiency + High Efficiency Equipment | Std | All Electric | Mixed-fuel | -2945.13 | 398.3865 | #N/A | #N/A | #N/A | -97.6243 | 2930.0873 | 30.45 | 15.6 | 31.4 | #N/A | #N/A | #N/A | 1.78 | 0.56151 | 1662.87 | 398.3865 | 2056.6514 | 3.17 | 103.89 | 4608
AE_EE_PV3 |  | PGE | CZ01 | 2400 | All-Electric Efficiency + PV | Std | All Electric | Mixed-fuel | 1662.87 | 398.3865 | 11020.2882 | 17977.2727 | 16027.4277 | 165.7199 | 8933.9121 | 22.7 | 29.75 | 32.55 | 0.49696 | 66.4995 | 1.3356 | 1.835 | 0.57886 | 1662.87 | 398.3865 | 2056.6514 | 3.17 | 103.89 | 3.6296e-05
AE_EE_PV_BasicBat |  | PGE | CZ01 | 2400 | All-Electric Efficiency, PV, + Battery (Basic) | Std | All Electric | Mixed-fuel | 1518.529 | 398.3865 | 18589.4594 | 28676.8506 | 25508.0542 | 892.8579 | 25511.4925 | 22.7 | 39.75 | 41.4 | 0.88962 | 20.8202 | 1.1517 | 2.26 | 0.71293 | 1662.87 | 398.3865 | 2056.6514 | 3.17 | 103.89 | 144.341
MF_EE+ |  | PGE | CZ01 | 2400 | Mixed Fuel Efficiency + High Efficiency Equipment | Std | Mixed-fuel | Mixed-fuel | 521.86 | 112.625 | #N/A | #N/A | #N/A | 393.8629 | 10666.5125 | 24.4 | 12.55 | 14.75 | #N/A | #N/A | #N/A | 0.755 | 0.23817 | 1662.87 | 398.3865 | 2056.6514 | 3.17 | 103.89 | 1141.01
MF_EE_PV_Bat |  | PGE | CZ01 | 2400 | Mixed Fuel Efficiency, PV, + Battery (Basic) | Std | Mixed-fuel | Mixed-fuel | 1570.631 | 116.4725 | 9863.5994 | 17216.6701 | 15528.5379 | 1037.9655 | 25383.1304 | 18.75 | 23.45 | 22.55 | 1.4743 | 9.5028 | 1.2075 | 1.13 | 0.35647 | 1662.87 | 398.3865 | 2056.6514 | 3.17 | 103.89 | 92.239
AE |  | PGE | CZ02 | 2400 | All-Electric Code Minimum | Std | All Electric | Mixed-fuel | -2887.715 | 246.2395 | -6301.1134 | -5188.5296 | -4414.0846 | -380.4313 | -5721.0226 | 8.25 | 4.75 | 14 | 0.90692 | 16.5631 | >1 | 0.88 | 0.39286 | 1347.52 | 246.2395 | 1667.439 | 2.24 | 81.22 | 4235.235
AE_EE2 |  | PGE | CZ02 | 2400 | All-Electric Efficiency | Std | All Electric | Mixed-fuel | -2365.7 | 246.2395 | -4526.6294 | -3195.9507 | -2639.6005 | -229.5225 | -2280.5423 | 14.9 | 8.55 | 16.3 | 1.4014 | 19.7219 | >1 | 0.985 | 0.43973 | 1347.52 | 246.2395 | 1667.439 | 2.24 | 81.22 | 3713.22
AE_EE_NEEA3 |  | PGE | CZ02 | 2400 | All-Electric Efficiency + High Efficiency Equipment | Std | All Electric | Mixed-fuel | -1999.515 | 246.2395 | #N/A | #N/A | #N/A | -105.5169 | 546.5846 | 18.9 | 10.85 | 17.95 | #N/A | #N/A | #N/A | 1.07 | 0.47768 | 1347.52 | 246.2395 | 1667.439 | 2.24 | 81.22 | 3347.035
AE_EE_PV3 |  | PGE | CZ02 | 2400 | All-Electric Efficiency + PV | Std | All Electric | Mixed-fuel | 1347.5206 | 246.2395 | 2269.0504 | 5892.2538 | 5255.418 | 86.1037 | 4915.2278 | 14.9 | 20.7 | 18.9 | 0.83418 | 26.3525 | 3.1175 | 1.11 | 0.49554 | 1347.52 | 246.2395 | 1667.439 | 2.24 | 81.22 | -0.00063386
AE_EE_PV_BasicBat |  | PGE | CZ02 | 2400 | All-Electric Efficiency, PV, + Battery (Basic) | Std | All Electric | Mixed-fuel | 1202.6145 | 246.2395 | 14021.9486 | 22575.3006 | 20206.7949 | 828.6164 | 21843.3247 | 14.9 | 30.9 | 28.25 | 0.96758 | 16.9221 | 1.2613 | 1.56 | 0.69643 | 1347.52 | 246.2395 | 1667.439 | 2.24 | 81.22 | 144.9055
MF_EE+ |  | PGE | CZ02 | 2400 | Mixed Fuel Efficiency + High Efficiency Equipment | Std | Mixed-fuel | Mixed-fuel | 441.836 | 63.266 | #N/A | #N/A | #N/A | 257.864 | 6749.0821 | 14.15 | 8.15 | 9 | #N/A | #N/A | #N/A | 0.455 | 0.20313 | 1347.52 | 246.2395 | 1667.439 | 2.24 | 81.22 | 905.684
MF_EE_PV_Bat |  | PGE | CZ02 | 2400 | Mixed Fuel Efficiency, PV, + Battery (Basic) | Std | Mixed-fuel | Mixed-fuel | 1256.5527 | 34.0725 | 8929.5694 | 15869.6813 | 14369.5845 | 887.5216 | 20706.0241 | 7.4 | 17.8 | 14.1 | 1.3048 | 10.0612 | 1.103 | 0.685 | 0.3058 | 1347.52 | 246.2395 | 1667.439 | 2.24 | 81.22 | 90.9673
AE |  | PGE | CZ03 | 2400 | All-Electric Code Minimum | Std | All Electric | Mixed-fuel | -2433.127 | 171.394 | -4854.1962 | -4643.9573 | -4047.3472 | -336.6424 | -5824.2101 | 7.7 | 3.55 | 9.1 | 0.79735 | 14.4194 | 25.3193 | 0.67 | 0.36813 | 914.298 | 171.394 | 1421.6786 | 1.82 | 59.205 | 3347.425
AE_EE2 |  | PGE | CZ03 | 2400 | All-Electric Efficiency | Std | All Electric | Mixed-fuel | -2145.077 | 171.394 | -3191.9715 | -2777.4351 | -2385.1224 | -253.9099 | -3938.0412 | 12.3 | 5.65 | 10.55 | 0.70528 | 12.5713 | >1 | 0.735 | 0.40385 | 914.298 | 171.394 | 1421.6786 | 1.82 | 59.205 | 3059.375
AE_EE_NEEA3 |  | PGE | CZ03 | 2400 | All-Electric Efficiency + High Efficiency Equipment | Std | All Electric | Mixed-fuel | -1854.392 | 171.394 | #N/A | #N/A | #N/A | -150.7628 | -1586.4524 | 17.05 | 7.9 | 12.2 | #N/A | #N/A | #N/A | 0.795 | 0.43681 | 914.298 | 171.394 | 1421.6786 | 1.82 | 59.205 | 2768.69
AE_EE_PV3 |  | PGE | CZ03 | 2400 | All-Electric Efficiency + PV | Std | All Electric | Mixed-fuel | 914.2984 | 171.394 | 2218.206 | 4457.8675 | 3900.2607 | 7.1811 | 2014.4148 | 12.3 | 17.65 | 13.1 | 0.45188 | 308.8936 | 2.5703 | 0.84 | 0.46154 | 914.298 | 171.394 | 1421.6786 | 1.82 | 59.205 | -0.00041683
AE_EE_PV_BasicBat |  | PGE | CZ03 | 2400 | All-Electric Efficiency, PV, + Battery (Basic) | Std | All Electric | Mixed-fuel | 763.1605 | 171.394 | 12810.4101 | 20916.1366 | 18769.9111 | 761.9662 | 19222.3021 | 12.3 | 29.05 | 24.15 | 0.91902 | 16.8123 | 0.97308 | 1.3 | 0.71429 | 914.298 | 171.394 | 1421.6786 | 1.82 | 59.205 | 151.1375
MF_EE+ |  | PGE | CZ03 | 2400 | Mixed Fuel Efficiency + High Efficiency Equipment | Std | Mixed-fuel | Mixed-fuel | 207.038 | 16.5325 | #N/A | #N/A | #N/A | 89.7007 | 2260.8503 | 6.6 | 3 | 3.35 | #N/A | #N/A | #N/A | 0.15 | 0.082418 | 914.298 | 171.394 | 1421.6786 | 1.82 | 59.205 | 707.26
MF_EE_PV_Bat |  | PGE | CZ03 | 2400 | Mixed Fuel Efficiency, PV, + Battery (Basic) | Std | Mixed-fuel | Mixed-fuel | 857.9469 | 6.5795 | 7339.5634 | 13866.3178 | 12615.174 | 768.11 | 17597.5546 | 4.25 | 14.7 | 12.75 | 1.2691 | 9.5554 | 0.84273 | 0.535 | 0.29396 | 914.298 | 171.394 | 1421.6786 | 1.82 | 59.205 | 56.3511
AE |  | PGE | CZ04 | 2400 | All-Electric Code Minimum | Std | All Electric | Mixed-fuel | -2231.744 | 163.389 | -4854.1962 | -4643.9573 | -4047.3472 | -283.8383 | -4722.2555 | 5 | 2.7 | 8.75 | 0.98342 | 17.102 | >1 | 0.65 | 0.3662 | 853.671 | 163.389 | 1446.4648 | 1.775 | 66.475 | 3085.415
AE_EE2 |  | PGE | CZ04 | 2400 | All-Electric Efficiency | Std | All Electric | Mixed-fuel | -1930.569 | 163.389 | -3079.7122 | -2651.3784 | -2272.8631 | -194.8518 | -2693.5053 | 9.7 | 5.2 | 10.4 | 0.98436 | 15.8054 | >1 | 0.715 | 0.40282 | 853.671 | 163.389 | 1446.4648 | 1.775 | 66.475 | 2784.24
AE_EE_NEEA3 |  | PGE | CZ04 | 2400 | All-Electric Efficiency + High Efficiency Equipment | Std | All Electric | Mixed-fuel | -1679.324 | 163.389 | #N/A | #N/A | #N/A | -106.3307 | -675.3665 | 13 | 7.1 | 11.85 | #N/A | #N/A | #N/A | 0.77 | 0.4338 | 853.671 | 163.389 | 1446.4648 | 1.775 | 66.475 | 2532.995
AE_EE_PV3 |  | PGE | CZ04 | 2400 | All-Electric Efficiency + PV | Std | All Electric | Mixed-fuel | 853.6712 | 163.389 | 1719.2593 | 3766.5276 | 3302.4391 | 41.2286 | 2688.7478 | 9.7 | 15.4 | 12.8 | 0.71385 | 41.7007 | 3.3468 | 0.81 | 0.45634 | 853.671 | 163.389 | 1446.4648 | 1.775 | 66.475 | -0.00024467
AE_EE_PV_BasicBat |  | PGE | CZ04 | 2400 | All-Electric Efficiency, PV, + Battery (Basic) | Std | All Electric | Mixed-fuel | 702.0295 | 163.389 | 12308.9108 | 20221.383 | 18169.1239 | 817.0995 | 20377.3591 | 9.7 | 27.3 | 24.6 | 1.0077 | 15.0642 | 1.1569 | 1.27 | 0.71549 | 853.671 | 163.389 | 1446.4648 | 1.775 | 66.475 | 151.6415
MF_EE+ |  | PGE | CZ04 | 2400 | Mixed Fuel Efficiency + High Efficiency Equipment | Std | Mixed-fuel | Mixed-fuel | 245.948 | 15.2735 | #N/A | #N/A | #N/A | 102.4762 | 2537.4141 | 6.55 | 3.55 | 3.6 | #N/A | #N/A | #N/A | 0.145 | 0.08169 | 853.671 | 163.389 | 1446.4648 | 1.775 | 66.475 | 607.723
MF_EE_PV_Bat |  | PGE | CZ04 | 2400 | Mixed Fuel Efficiency, PV, + Battery (Basic) | Std | Mixed-fuel | Mixed-fuel | 790.1135 | 6.076 | 8255.8972 | 14905.7596 | 13539.4175 | 785.7728 | 17994.6954 | 4.35 | 14.85 | 13.15 | 1.2072 | 10.5067 | 0.9163 | 0.515 | 0.29014 | 853.671 | 163.389 | 1446.4648 | 1.775 | 66.475 | 63.5575
AE |  | PGE | CZ05 | 2400 | All-Electric Code Minimum | Std | All Electric | Mixed-fuel | -1959.66 | 133.421 | -6301.1134 | -5188.5296 | -4414.0846 | -319.1787 | -5866.7436 | 4 | 1.8 | 6.45 | 0.8844 | 19.7416 | 4.8879 | 0.415 | 0.27303 | 1296.515 | 133.421 | 1392.1919 | 1.52 | 56.725 | 3256.175
AE |  | PGE/SCG | CZ05 | 2400 | All-Electric Code Minimum | Std | All Electric | Mixed-fuel | -1959.66 | 133.421 | -6301.1134 | -5188.5296 | -4414.0846 | -298.1114 | -5231.9162 | 4 | 1.8 | 6.45 | 0.99171 | 21.1368 | 4.8879 | 0.415 | 0.27303 | 1296.515 | 133.421 | 1413.2592 | 1.52 | 56.725 | 3256.175
AE_EE2 |  | PGE | CZ05 | 2400 | All-Electric Efficiency | Std | All Electric | Mixed-fuel | -1696.855 | 133.421 | -5127.0137 | -3870.1259 | -3239.9849 | -245.2418 | -4181.101 | 8.4 | 3.65 | 7.85 | 0.92562 | 20.906 | >1 | 0.475 | 0.3125 | 1296.515 | 133.421 | 1392.1919 | 1.52 | 56.725 | 2993.37
AE_EE2 |  | PGE/SCG | CZ05 | 2400 | All-Electric Efficiency | Std | All Electric | Mixed-fuel | -1696.855 | 133.421 | -5127.0137 | -3870.1259 | -3239.9849 | -224.1745 | -3546.2735 | 8.4 | 3.65 | 7.85 | 1.0913 | 22.8706 | >1 | 0.475 | 0.3125 | 1296.515 | 133.421 | 1413.2592 | 1.52 | 56.725 | 2993.37
AE_EE_NEEA3 |  | PGE | CZ05 | 2400 | All-Electric Efficiency + High Efficiency Equipment | Std | All Electric | Mixed-fuel | -1300.225 | 133.421 | #N/A | #N/A | #N/A | -109.2545 | -1080.807 | 15.6 | 6.9 | 10.15 | #N/A | #N/A | #N/A | 0.565 | 0.37171 | 1296.515 | 133.421 | 1392.1919 | 1.52 | 56.725 | 2596.74
AE_EE_NEEA3 |  | PGE/SCG | CZ05 | 2400 | All-Electric Efficiency + High Efficiency Equipment | Std | All Electric | Mixed-fuel | -1300.225 | 133.421 | #N/A | #N/A | #N/A | -88.1872 | -445.9795 | 15.6 | 6.9 | 10.15 | #N/A | #N/A | #N/A | 0.565 | 0.37171 | 1296.515 | 133.421 | 1413.2592 | 1.52 | 56.725 | 2596.74
AE_EE_PV3 |  | PGE | CZ05 | 2400 | All-Electric Efficiency + PV | Std | All Electric | Mixed-fuel | 1296.5155 | 133.421 | -184.6627 | 2739.5288 | 2501.8915 | 13.3904 | 1715.2981 | 8.4 | 15.85 | 10.75 | 0.62613 | -13.7907 | 3.5896 | 0.59 | 0.38816 | 1296.515 | 133.421 | 1392.1919 | 1.52 | 56.725 | -0.0004552
AE_EE_PV3 |  | PGE/SCG | CZ05 | 2400 | All-Electric Efficiency + PV | Std | All Electric | Mixed-fuel | 1296.5155 | 133.421 | -184.6627 | 2739.5288 | 2501.8915 | 34.4577 | 2350.1255 | 8.4 | 15.85 | 10.75 | 0.85786 | -5.3591 | 3.5896 | 0.59 | 0.38816 | 1296.515 | 133.421 | 1413.2592 | 1.52 | 56.725 | -0.0004552
AE_EE_PV_BasicBat |  | PGE | CZ05 | 2400 | All-Electric Efficiency, PV, + Battery (Basic) | Std | All Electric | Mixed-fuel | 1126.457 | 133.421 | 11348.0064 | 19128.0522 | 17197.4128 | 830.2193 | 20337.6859 | 10.4 | 28.75 | 23.3 | 1.0632 | 13.6687 | 1.0494 | 1.09 | 0.71711 | 1296.515 | 133.421 | 1392.1919 | 1.52 | 56.725 | 170.058
AE_EE_PV_BasicBat |  | PGE/SCG | CZ05 | 2400 | All-Electric Efficiency, PV, + Battery (Basic) | Std | All Electric | Mixed-fuel | 1126.457 | 133.421 | 11348.0064 | 19128.0522 | 17197.4128 | 851.2866 | 20972.5133 | 10.4 | 28.75 | 23.3 | 1.0964 | 13.3304 | 1.0494 | 1.09 | 0.71711 | 1296.515 | 133.421 | 1413.2592 | 1.52 | 56.725 | 170.058
MF_EE+ |  | PGE | CZ05 | 2400 | Mixed Fuel Efficiency + High Efficiency Equipment | Std | Mixed-fuel | Mixed-fuel | 372.451 | 24.528 | #N/A | #N/A | #N/A | 167.0438 | 4143.6561 | 11.75 | 5.2 | 5.15 | #N/A | #N/A | #N/A | 0.215 | 0.14145 | 1296.515 | 133.421 | 1392.1919 | 1.52 | 56.725 | 924.064
MF_EE+ |  | PGE/SCG | CZ05 | 2400 | Mixed Fuel Efficiency + High Efficiency Equipment | Std | Mixed-fuel | Mixed-fuel | 372.451 | 24.528 | #N/A | #N/A | #N/A | 159.5786 | 3918.7042 | 11.75 | 5.2 | 5.15 | #N/A | #N/A | #N/A | 0.215 | 0.14145 | 1296.515 | 133.421 | 1413.2592 | 1.52 | 56.725 | 924.064
MF_EE_PV_Bat |  | PGE | CZ05 | 2400 | Mixed Fuel Efficiency, PV, + Battery (Basic) | Std | Mixed-fuel | Mixed-fuel | 1177.9011 | 12.5325 | 8383.4617 | 15201.8679 | 13782.2989 | 884.2051 | 20329.6562 | 4.85 | 18.25 | 14.75 | 1.3373 | 9.4814 | 0.92847 | 0.595 | 0.39145 | 1296.515 | 133.421 | 1392.1919 | 1.52 | 56.725 | 118.6139
MF_EE_PV_Bat |  | PGE/SCG | CZ05 | 2400 | Mixed Fuel Efficiency, PV, + Battery (Basic) | Std | Mixed-fuel | Mixed-fuel | 1177.9011 | 12.5325 | 8383.4617 | 15201.8679 | 13782.2989 | 880.3641 | 20213.9149 | 4.85 | 18.25 | 14.75 | 1.3297 | 9.5227 | 0.92847 | 0.595 | 0.39145 | 1296.515 | 133.421 | 1413.2592 | 1.52 | 56.725 | 118.6139
AE |  | SCE/SCG | CZ06 | 2400 | All-Electric Code Minimum | Std | All Electric | Mixed-fuel | -1432.368 | 84.4819 | -6695.0112 | -6150.6125 | -5327.7551 | -248.615 | -4560.6589 | 3.5 | 1.4 | 4.2 | 1.3486 | 26.9292 | 4.5024 | 0.27 | 0.22689 | 974.617 | 84.4819 | 1173.5276 | 1.19 | 46.4 | 2406.985
AE_EE2 |  | SCE/SCG | CZ06 | 2400 | All-Electric Efficiency | Std | All Electric | Mixed-fuel | -1262.733 | 84.4819 | -5032.7865 | -4284.0903 | -3665.5303 | -198.0518 | -3421.6523 | 8.7 | 3.4 | 5.25 | 1.2521 | 25.4115 | >1 | 0.305 | 0.2563 | 974.617 | 84.4819 | 1173.5276 | 1.19 | 46.4 | 2237.35
AE_EE_NEEA3 |  | SCE/SCG | CZ06 | 2400 | All-Electric Efficiency + High Efficiency Equipment | Std | All Electric | Mixed-fuel | -1094.608 | 84.4819 | #N/A | #N/A | #N/A | -132.6243 | -1947.8098 | 13 | 5.15 | 6.6 | #N/A | #N/A | #N/A | 0.345 | 0.28992 | 974.617 | 84.4819 | 1173.5276 | 1.19 | 46.4 | 2069.225
AE_EE_PV3 |  | SCE/SCG | CZ06 | 2400 | All-Electric Efficiency + PV | Std | All Electric | Mixed-fuel | 974.6164 | 84.4819 | -1413.4208 | 556.2696 | 539.3411 | 47.8217 | 2116.9818 | 8.7 | 14.1 | 8.4 | 3.8057 | -29.556 | 12.5559 | 0.395 | 0.33193 | 974.617 | 84.4819 | 1173.5276 | 1.19 | 46.4 | 0.00058526
AE_EE_PV_BasicBat |  | SCE/SCG | CZ06 | 2400 | All-Electric Efficiency, PV, + Battery (Basic) | Std | All Electric | Mixed-fuel | 831.5785 | 84.4819 | 10744.5273 | 18216.3135 | 16417.3446 | 895.6387 | 21215.2108 | 8.7 | 28.45 | 24.55 | 1.1646 | 11.9965 | 0.95623 | 0.88 | 0.7395 | 974.617 | 84.4819 | 1173.5276 | 1.19 | 46.4 | 143.0385
MF_EE+ |  | SCE/SCG | CZ06 | 2400 | Mixed Fuel Efficiency + High Efficiency Equipment | Std | Mixed-fuel | Mixed-fuel | 263.368 | 12.1172 | #N/A | #N/A | #N/A | 113.5282 | 2701.1231 | 10.85 | 4.25 | 3.9 | #N/A | #N/A | #N/A | 0.125 | 0.10504 | 974.617 | 84.4819 | 1173.5276 | 1.19 | 46.4 | 711.249
MF_EE_PV_Bat |  | SCE/SCG | CZ06 | 2400 | Mixed Fuel Efficiency, PV, + Battery (Basic) | Std | Mixed-fuel | Mixed-fuel | 887.6556 | 6.166 | 7906.3806 | 14563.8433 | 13228.0402 | 862.1231 | 19493.7517 | 5.45 | 19.3 | 18.3 | 1.3385 | 9.1708 | 0.9126 | 0.545 | 0.45798 | 974.617 | 84.4819 | 1173.5276 | 1.19 | 46.4 | 86.9613
AE |  | SDGE | CZ07 | 2400 | All-Electric Code Minimum | Std | All Electric | Mixed-fuel | -1292.8235 | 68.9262 | -6695.0112 | -6150.6125 | -5327.7551 | -281.1079 | -6182.6169 | 3.2 | 1.1 | 2.8 | 0.99482 | 23.8165 | 4.0225 | 0.22 | 0.2037 | 953.6515 | 68.9262 | 1505.8495 | 1.08 | 42.425 | 2246.475
AE_EE2 |  | SDGE | CZ07 | 2400 | All-Electric Efficiency | Std | All Electric | Mixed-fuel | -1160.4585 | 68.9262 | -5608.6635 | -4930.746 | -4241.4073 | -230.1231 | -4948.5586 | 7.15 | 2.4 | 3.55 | 0.9964 | 24.3725 | 7.595 | 0.245 | 0.22685 | 953.6515 | 68.9262 | 1505.8495 | 1.08 | 42.425 | 2114.11
AE_EE_NEEA3 |  | SDGE | CZ07 | 2400 | All-Electric Efficiency + High Efficiency Equipment | Std | All Electric | Mixed-fuel | -1004.8635 | 68.9262 | #N/A | #N/A | #N/A | -152.4663 | -3068.9219 | 11.8 | 4 | 4.85 | #N/A | #N/A | #N/A | 0.28 | 0.25926 | 953.6515 | 68.9262 | 1505.8495 | 1.08 | 42.425 | 1958.515
AE_EE_PV3 |  | SDGE | CZ07 | 2400 | All-Electric Efficiency + PV | Std | All Electric | Mixed-fuel | 953.652 | 68.9262 | -1947.3786 | -34.3255 | 12.1645 | -48.4015 | -550.0958 | 7.15 | 13 | 6.9 | 0.062399 | 40.2338 | 459.9307 | 0.335 | 0.31019 | 953.6515 | 68.9262 | 1505.8495 | 1.08 | 42.425 | -0.00050782
AE_EE_PV_BasicBat |  | SDGE | CZ07 | 2400 | All-Electric Efficiency, PV, + Battery (Basic) | Std | All Electric | Mixed-fuel | 782.8725 | 68.9262 | 10171.7352 | 17573.7834 | 15845.0515 | 1102.6979 | 27311.5828 | 7.15 | 27.45 | 23.6 | 1.5541 | 9.2244 | 0.88582 | 0.805 | 0.74537 | 953.6515 | 68.9262 | 1505.8495 | 1.08 | 42.425 | 170.779
MF_EE+ |  | SDGE | CZ07 | 2400 | Mixed Fuel Efficiency + High Efficiency Equipment | Std | Mixed-fuel | Mixed-fuel | 252.2605 | 7.1807 | #N/A | #N/A | #N/A | 133.1047 | 3314.2772 | 10.2 | 3.45 | 3.15 | #N/A | #N/A | #N/A | 0.095 | 0.087963 | 953.6515 | 68.9262 | 1505.8495 | 1.08 | 42.425 | 701.391
MF_EE_PV_Bat |  | SDGE | CZ07 | 2400 | Mixed Fuel Efficiency, PV, + Battery (Basic) | Std | Mixed-fuel | Mixed-fuel | 832.3237 | 4.1998 | 7855.8658 | 14515.1052 | 13183.5493 | 1132.9182 | 27475.8204 | 4.8 | 19.2 | 18.65 | 1.8929 | 6.9342 | 0.84577 | 0.53 | 0.49074 | 953.6515 | 68.9262 | 1505.8495 | 1.08 | 42.425 | 121.3278
AE |  | SCE/SCG | CZ08 | 2400 | All-Electric Code Minimum | Std | All Electric | Mixed-fuel | -1292.9155 | 66.7903 | -6663.6762 | -6354.8418 | -5535.8356 | -241.7386 | -4613.0178 | 1.1 | 0.55 | 2.1 | 1.3776 | 27.5656 | 3.8423 | 0.205 | 0.18222 | 883.9745 | 66.7903 | 1237.787 | 1.125 | 44.63 | 2176.89
AE_EE2 |  | SCE/SCG | CZ08 | 2400 | All-Electric Efficiency | Std | All Electric | Mixed-fuel | -1140.4055 | 66.7903 | -5469.1922 | -5013.5484 | -4341.3516 | -191.8352 | -3488.8766 | 4.3 | 2.15 | 2.9 | 1.437 | 28.5098 | 15.606 | 0.23 | 0.20444 | 883.9745 | 66.7903 | 1237.787 | 1.125 | 44.63 | 2024.38
AE_EE_NEEA3 |  | SCE/SCG | CZ08 | 2400 | All-Electric Efficiency + High Efficiency Equipment | Std | All Electric | Mixed-fuel | -953.1255 | 66.7903 | #N/A | #N/A | #N/A | -123.0511 | -1939.4203 | 7.4 | 3.75 | 4.15 | #N/A | #N/A | #N/A | 0.265 | 0.23556 | 883.9745 | 66.7903 | 1237.787 | 1.125 | 44.63 | 1837.1
AE_EE_PV3 |  | SCE/SCG | CZ08 | 2400 | All-Electric Efficiency + PV | Std | All Electric | Mixed-fuel | 883.9748 | 66.7903 | -2087.4866 | -491.0234 | -412.5867 | 37.1668 | 1669.7042 | 4.3 | 11.1 | 5.6 | >1 | -56.1654 | >1 | 0.31 | 0.27556 | 883.9745 | 66.7903 | 1237.787 | 1.125 | 44.63 | -0.00028599
AE_EE_PV_BasicBat |  | SCE/SCG | CZ08 | 2400 | All-Electric Efficiency, PV, + Battery (Basic) | Std | All Electric | Mixed-fuel | 729.149 | 66.7903 | 10030.7727 | 17362.0779 | 15663.7922 | 931.3635 | 21812.7003 | 4.3 | 21.85 | 21.25 | 1.2563 | 10.77 | 0.91688 | 0.795 | 0.70667 | 883.9745 | 66.7903 | 1237.787 | 1.125 | 44.63 | 154.8255
MF_EE+ |  | SCE/SCG | CZ08 | 2400 | Mixed Fuel Efficiency + High Efficiency Equipment | Std | Mixed-fuel | Mixed-fuel | 286.2195 | 5.1344 | #N/A | #N/A | #N/A | 108.4248 | 2503.8029 | 6 | 3.05 | 2.65 | #N/A | #N/A | #N/A | 0.085 | 0.075556 | 883.9745 | 66.7903 | 1237.787 | 1.125 | 44.63 | 597.755
MF_EE_PV_Bat |  | SCE/SCG | CZ08 | 2400 | Mixed Fuel Efficiency, PV, + Battery (Basic) | Std | Mixed-fuel | Mixed-fuel | 776.5007 | 1.5875 | 7482.071 | 14058.2465 | 12781.7506 | 919.9787 | 20742.7579 | 3 | 15.55 | 17.1 | 1.4755 | 8.1329 | 0.9011 | 0.525 | 0.46667 | 883.9745 | 66.7903 | 1237.787 | 1.125 | 44.63 | 107.4738
AE |  | SCE/SCG | CZ09 | 2400 | All-Electric Code Minimum | Std | All Electric | Mixed-fuel | -1452.8855 | 84.3305 | -6663.6762 | -6354.8418 | -5535.8356 | -254.8228 | -4701.1976 | 1.85 | 1 | 3.55 | 1.3517 | 26.1502 | 5.0218 | 0.27 | 0.21774 | 922.7495 | 84.3305 | 1270.6983 | 1.24 | 50.175 | 2375.635
AE_EE2 |  | SCE/SCG | CZ09 | 2400 | All-Electric Efficiency | Std | All Electric | Mixed-fuel | -1285.1505 | 84.3305 | -5469.1922 | -5013.5484 | -4341.3516 | -201.1328 | -3491.7595 | 5.05 | 2.6 | 4.35 | 1.4358 | 27.1919 | >1 | 0.3 | 0.24194 | 922.7495 | 84.3305 | 1270.6983 | 1.24 | 50.175 | 2207.9
AE_EE_NEEA3 |  | SCE/SCG | CZ09 | 2400 | All-Electric Efficiency + High Efficiency Equipment | Std | All Electric | Mixed-fuel | -1082.6005 | 84.3305 | #N/A | #N/A | #N/A | -128.0695 | -1845.9087 | 8.25 | 4.3 | 5.65 | #N/A | #N/A | #N/A | 0.34 | 0.27419 | 922.7495 | 84.3305 | 1270.6983 | 1.24 | 50.175 | 2005.35
AE_EE_PV3 |  | SCE/SCG | CZ09 | 2400 | All-Electric Efficiency + PV | Std | All Electric | Mixed-fuel | 922.7498 | 84.3305 | -1934.9342 | -287.0074 | -235.3558 | 44.7165 | 2046.332 | 5.05 | 11.6 | 7.1 | >1 | -43.2711 | >1 | 0.385 | 0.31048 | 922.7495 | 84.3305 | 1270.6983 | 1.24 | 50.175 | -0.00027091
AE_EE_PV_BasicBat |  | SCE/SCG | CZ09 | 2400 | All-Electric Efficiency, PV, + Battery (Basic) | Std | All Electric | Mixed-fuel | 782.725 | 84.3305 | 10199.3775 | 17587.5616 | 15859.6723 | 937.4789 | 22157.0161 | 5.05 | 23.35 | 21.75 | 1.2598 | 10.8796 | 1.015 | 0.865 | 0.69758 | 922.7495 | 84.3305 | 1270.6983 | 1.24 | 50.175 | 140.0245
MF_EE+ |  | SCE/SCG | CZ09 | 2400 | Mixed Fuel Efficiency + High Efficiency Equipment | Std | Mixed-fuel | Mixed-fuel | 294.6825 | 9.096 | #N/A | #N/A | #N/A | 116.7719 | 2738.4473 | 6.5 | 3.35 | 3.1 | #N/A | #N/A | #N/A | 0.11 | 0.08871 | 922.7495 | 84.3305 | 1270.6983 | 1.24 | 50.175 | 628.067
MF_EE_PV_Bat |  | SCE/SCG | CZ09 | 2400 | Mixed Fuel Efficiency, PV, + Battery (Basic) | Std | Mixed-fuel | Mixed-fuel | 833.4477 | 2.688 | 7500.594 | 14083.0183 | 12803.2701 | 921.2513 | 20784.3407 | 3.05 | 15.6 | 16.15 | 1.4758 | 8.1417 | 0.94045 | 0.535 | 0.43145 | 922.7495 | 84.3305 | 1270.6983 | 1.24 | 50.175 | 89.3018
AE |  | SCE/SCG | CZ10 | 2400 | All-Electric Code Minimum | Std | All Electric | Mixed-fuel | -1682.526 | 106.6232 | -6663.6762 | -6354.8418 | -5535.8356 | -281.2331 | -5039.7028 | 2.3 | 1.2 | 4.75 | 1.261 | 23.6945 | 6.6832 | 0.33 | 0.23656 | 939.064 | 106.6232 | 1370.1236 | 1.395 | 55.57 | 2621.59
AE |  | SDGE | CZ10 | 2400 | All-Electric Code Minimum | Std | All Electric | Mixed-fuel | -1682.526 | 106.6232 | -6663.6762 | -6354.8418 | -5535.8356 | -288.5432 | -5853.3822 | 2.3 | 1.2 | 4.75 | 1.0857 | 23.0942 | 6.6832 | 0.33 | 0.23656 | 939.064 | 106.6232 | 1877.5666 | 1.395 | 55.57 | 2621.59
AE_EE2 |  | SCE/SCG | CZ10 | 2400 | All-Electric Efficiency | Std | All Electric | Mixed-fuel | -1458.121 | 106.6232 | -5320.0922 | -4794.2837 | -4140.4121 | -210.7827 | -3452.7112 | 5.5 | 3 | 5.75 | 1.3886 | 25.2397 | >1 | 0.37 | 0.26523 | 939.064 | 106.6232 | 1370.1236 | 1.395 | 55.57 | 2397.185
AE_EE2 |  | SDGE | CZ10 | 2400 | All-Electric Efficiency | Std | All Electric | Mixed-fuel | -1458.121 | 106.6232 | -5320.0922 | -4794.2837 | -4140.4121 | -198.7714 | -3680.5088 | 5.5 | 3 | 5.75 | 1.3026 | 26.7649 | >1 | 0.37 | 0.26523 | 939.064 | 106.6232 | 1877.5666 | 1.395 | 55.57 | 2397.185
AE_EE_NEEA3 |  | SCE/SCG | CZ10 | 2400 | All-Electric Efficiency + High Efficiency Equipment | Std | All Electric | Mixed-fuel | -1210.986 | 106.6232 | #N/A | #N/A | #N/A | -121.897 | -1450.4398 | 8.75 | 4.75 | 7.2 | #N/A | #N/A | #N/A | 0.42 | 0.30108 | 939.064 | 106.6232 | 1370.1236 | 1.395 | 55.57 | 2150.05
AE_EE_NEEA3 |  | SDGE | CZ10 | 2400 | All-Electric Efficiency + High Efficiency Equipment | Std | All Electric | Mixed-fuel | -1210.986 | 106.6232 | #N/A | #N/A | #N/A | -87.0261 | -975.7815 | 8.75 | 4.75 | 7.2 | #N/A | #N/A | #N/A | 0.42 | 0.30108 | 939.064 | 106.6232 | 1877.5666 | 1.395 | 55.57 | 2150.05
AE_EE_PV3 |  | SCE/SCG | CZ10 | 2400 | All-Electric Efficiency + PV | Std | All Electric | Mixed-fuel | 939.0655 | 106.6232 | -1482.3401 | 338.1353 | 318.174 | 59.8201 | 2642.9843 | 5.5 | 11.75 | 8.5 | 7.8164 | -24.78 | 25.055 | 0.465 | 0.33333 | 939.064 | 106.6232 | 1370.1236 | 1.395 | 55.57 | -0.0014991
AE_EE_PV3 |  | SDGE | CZ10 | 2400 | All-Electric Efficiency + PV | Std | All Electric | Mixed-fuel | 939.0655 | 106.6232 | -1482.3401 | 338.1353 | 318.174 | 11.9086 | 1418.8752 | 5.5 | 11.75 | 8.5 | 4.1962 | -124.4763 | 25.055 | 0.465 | 0.33333 | 939.064 | 106.6232 | 1877.5666 | 1.395 | 55.57 | -0.0014991
AE_EE_PV_BasicBat |  | SCE/SCG | CZ10 | 2400 | All-Electric Efficiency, PV, + Battery (Basic) | Std | All Electric | Mixed-fuel | 794.173 | 106.6232 | 10650.0333 | 18210.112 | 16410.9503 | 988.2505 | 23557.1387 | 5.5 | 22.45 | 21.9 | 1.2936 | 10.7767 | 1.0305 | 0.95 | 0.681 | 939.064 | 106.6232 | 1370.1236 | 1.395 | 55.57 | 144.891
AE_EE_PV_BasicBat |  | SDGE | CZ10 | 2400 | All-Electric Efficiency, PV, + Battery (Basic) | Std | All Electric | Mixed-fuel | 794.173 | 106.6232 | 10650.0333 | 18210.112 | 16410.9503 | 1313.9706 | 32934.5139 | 5.5 | 22.45 | 21.9 | 1.8086 | 8.1052 | 1.0305 | 0.95 | 0.681 | 939.064 | 106.6232 | 1877.5666 | 1.395 | 55.57 | 144.891
MF_EE+ |  | SCE/SCG | CZ10 | 2400 | Mixed Fuel Efficiency + High Efficiency Equipment | Std | Mixed-fuel | Mixed-fuel | 359.6315 | 13.2546 | #N/A | #N/A | #N/A | 144.0419 | 3400.3578 | 6.8 | 3.75 | 3.75 | #N/A | #N/A | #N/A | 0.14 | 0.10036 | 939.064 | 106.6232 | 1370.1236 | 1.395 | 55.57 | 579.4325
MF_EE+ |  | SDGE | CZ10 | 2400 | Mixed Fuel Efficiency + High Efficiency Equipment | Std | Mixed-fuel | Mixed-fuel | 359.6315 | 13.2546 | #N/A | #N/A | #N/A | 189.9249 | 4779.5703 | 6.8 | 3.75 | 3.75 | #N/A | #N/A | #N/A | 0.14 | 0.10036 | 939.064 | 106.6232 | 1877.5666 | 1.395 | 55.57 | 579.4325
MF_EE_PV_Bat |  | SCE/SCG | CZ10 | 2400 | Mixed Fuel Efficiency, PV, + Battery (Basic) | Std | Mixed-fuel | Mixed-fuel | 846.438 | 1.577 | 7124.4683 | 13704.5479 | 12472.9821 | 957.9472 | 21597.4732 | 2.7 | 13.65 | 14.4 | 1.5759 | 7.4372 | 0.91425 | 0.515 | 0.36918 | 939.064 | 106.6232 | 1370.1236 | 1.395 | 55.57 | 92.626
MF_EE_PV_Bat |  | SDGE | CZ10 | 2400 | Mixed Fuel Efficiency, PV, + Battery (Basic) | Std | Mixed-fuel | Mixed-fuel | 846.438 | 1.577 | 7124.4683 | 13704.5479 | 12472.9821 | 1288.1302 | 31200.3983 | 2.7 | 13.65 | 14.4 | 2.2766 | 5.5309 | 0.91425 | 0.515 | 0.36918 | 939.064 | 106.6232 | 1877.5666 | 1.395 | 55.57 | 92.626
AE |  | PGE | CZ11 | 2400 | All-Electric Code Minimum | Std | All Electric | Mixed-fuel | -2712.215 | 225.914 | -6695.0112 | -6150.6125 | -5327.7551 | -355.6377 | -5394.6416 | 4.9 | 3.25 | 11.35 | 1.1401 | 18.8254 | >1 | 0.785 | 0.35281 | 1106.625 | 225.914 | 1886.784 | 2.225 | 87.445 | 3818.84
AE_EE2 |  | PGE | CZ11 | 2400 | All-Electric Efficiency | Std | All Electric | Mixed-fuel | -2176.88 | 225.914 | -4771.4272 | -3938.7689 | -3352.3315 | -190.8948 | -1638.7683 | 9.45 | 6.15 | 13.4 | 2.4035 | 24.9951 | >1 | 0.885 | 0.39775 | 1106.625 | 225.914 | 1886.784 | 2.225 | 87.445 | 3283.505
AE_EE_NEEA3 |  | PGE | CZ11 | 2400 | All-Electric Efficiency + High Efficiency Equipment | Std | All Electric | Mixed-fuel | -1775.755 | 225.914 | #N/A | #N/A | #N/A | -62.8636 | 1280.1374 | 12.55 | 8.25 | 15 | #N/A | #N/A | #N/A | 0.97 | 0.43596 | 1106.625 | 225.914 | 1886.784 | 2.225 | 87.445 | 2882.38
AE_EE_PV3 |  | PGE | CZ11 | 2400 | All-Electric Efficiency + PV | Std | All Electric | Mixed-fuel | 1106.6242 | 225.914 | 1124.5811 | 3946.2597 | 3497.4754 | 93.4373 | 4843.5486 | 9.45 | 14.6 | 15.6 | 1.2274 | 12.0357 | 4.1241 | 1 | 0.44944 | 1106.625 | 225.914 | 1886.784 | 2.225 | 87.445 | 0.00082873
AE_EE_PV_BasicBat |  | PGE | CZ11 | 2400 | All-Electric Efficiency, PV, + Battery (Basic) | Std | All Electric | Mixed-fuel | 984.138 | 225.914 | 13323.8614 | 21661.5792 | 19423.4974 | 929.5312 | 23905.1473 | 9.45 | 24.2 | 24.5 | 1.1036 | 14.334 | 1.3023 | 1.45 | 0.65169 | 1106.625 | 225.914 | 1886.784 | 2.225 | 87.445 | 122.487
MF_EE+ |  | PGE | CZ11 | 2400 | Mixed Fuel Efficiency + High Efficiency Equipment | Std | Mixed-fuel | Mixed-fuel | 537.0605 | 53.028 | #N/A | #N/A | #N/A | 271.3947 | 6949.2167 | 9.35 | 6.1 | 7.5 | #N/A | #N/A | #N/A | 0.405 | 0.18202 | 1106.625 | 225.914 | 1886.784 | 2.225 | 87.445 | 569.5645
MF_EE_PV_Bat |  | PGE | CZ11 | 2400 | Mixed Fuel Efficiency, PV, + Battery (Basic) | Std | Mixed-fuel | Mixed-fuel | 1025.2451 | 26.3995 | 8471.6539 | 15277.1537 | 13865.3114 | 1006.6474 | 23332.4911 | 5.1 | 13.8 | 12.85 | 1.5273 | 8.4157 | 1.1237 | 0.66 | 0.29663 | 1106.625 | 225.914 | 1886.784 | 2.225 | 87.445 | 81.3799
AE |  | PGE | CZ12 | 2400 | All-Electric Code Minimum | Std | All Electric | Mixed-fuel | -2553.695 | 212.1355 | -5396.574 | -4412.2324 | -3748.9608 | -340.562 | -5262.238 | 5.65 | 3.45 | 11.45 | 0.83847 | 15.8461 | >1 | 0.74 | 0.35663 | 1174.12 | 212.1355 | 1653.8992 | 2.075 | 79.765 | 3727.815
AE_EE2 |  | PGE | CZ12 | 2400 | All-Electric Efficiency | Std | All Electric | Mixed-fuel | -2164.34 | 212.1355 | -3472.99 | -2200.3888 | -1773.5373 | -222.3936 | -2568.1867 | 9.9 | 6.05 | 13.25 | 0.85679 | 15.6164 | >1 | 0.82 | 0.39518 | 1174.12 | 212.1355 | 1653.8992 | 2.075 | 79.765 | 3338.46
AE_EE_NEEA3 |  | PGE | CZ12 | 2400 | All-Electric Efficiency + High Efficiency Equipment | Std | All Electric | Mixed-fuel | -1834.38 | 212.1355 | #N/A | #N/A | #N/A | -113.4583 | -84.6366 | 13.25 | 8.1 | 14.8 | #N/A | #N/A | #N/A | 0.9 | 0.43373 | 1174.12 | 212.1355 | 1653.8992 | 2.075 | 79.765 | 3008.5
AE_EE_PV3 |  | PGE | CZ12 | 2400 | All-Electric Efficiency + PV | Std | All Electric | Mixed-fuel | 1174.1212 | 212.1355 | 2355.0686 | 5593.7672 | 4997.3277 | 57.8141 | 3820.0976 | 9.9 | 15.75 | 15.5 | 0.68292 | 40.7352 | 2.7056 | 0.93 | 0.44819 | 1174.12 | 212.1355 | 1653.8992 | 2.075 | 79.765 | -0.0011592
AE_EE_PV_BasicBat |  | PGE | CZ12 | 2400 | All-Electric Efficiency, PV, + Battery (Basic) | Std | All Electric | Mixed-fuel | 1047.6565 | 212.1355 | 13231.1915 | 21537.6472 | 19315.8364 | 834.2153 | 21520.7999 | 9.9 | 26.4 | 25.15 | 0.99922 | 15.8606 | 1.2462 | 1.38 | 0.66506 | 1174.12 | 212.1355 | 1653.8992 | 2.075 | 79.765 | 126.4635
MF_EE+ |  | PGE | CZ12 | 2400 | Mixed Fuel Efficiency + High Efficiency Equipment | Std | Mixed-fuel | Mixed-fuel | 401.776 | 47.331 | #N/A | #N/A | #N/A | 217.8014 | 5622.4562 | 9.7 | 5.95 | 7.15 | #N/A | #N/A | #N/A | 0.36 | 0.17349 | 1174.12 | 212.1355 | 1653.8992 | 2.075 | 79.765 | 772.344
MF_EE_PV_Bat |  | PGE | CZ12 | 2400 | Mixed Fuel Efficiency, PV, + Battery (Basic) | Std | Mixed-fuel | Mixed-fuel | 1098.1475 | 22.6445 | 8716.7943 | 15604.9922 | 14150.1081 | 900.8314 | 20855.6025 | 4.8 | 15.95 | 13.15 | 1.3365 | 9.6764 | 1.1116 | 0.625 | 0.3012 | 1174.12 | 212.1355 | 1653.8992 | 2.075 | 79.765 | 75.9725
AE |  | PGE | CZ13 | 2400 | All-Electric Code Minimum | Std | All Electric | Mixed-fuel | -2094.826 | 154.1905 | -4854.1962 | -4643.9573 | -4047.3472 | -255.6614 | -4176.1499 | 3.2 | 2.1 | 8.3 | 1.112 | 18.9868 | >1 | 0.615 | 0.31458 | 1067.014 | 154.1905 | 1879.8888 | 1.955 | 80.24 | 3161.84
AE_EE2 |  | PGE | CZ13 | 2400 | All-Electric Efficiency | Std | All Electric | Mixed-fuel | -1594.836 | 154.1905 | -2930.6122 | -2432.1137 | -2071.9237 | -99.8027 | -622.8212 | 7.65 | 5 | 10.3 | 3.905 | 29.3641 | >1 | 0.7 | 0.35806 | 1067.014 | 154.1905 | 1879.8888 | 1.955 | 80.24 | 2661.85
AE_EE_NEEA3 |  | PGE | CZ13 | 2400 | All-Electric Efficiency + High Efficiency Equipment | Std | All Electric | Mixed-fuel | -1219.236 | 154.1905 | #N/A | #N/A | #N/A | 21.2136 | 2136.1567 | 10.65 | 6.95 | 11.9 | #N/A | #N/A | #N/A | 0.78 | 0.39898 | 1067.014 | 154.1905 | 1879.8888 | 1.955 | 80.24 | 2286.25
AE_EE_PV3 |  | PGE | CZ13 | 2400 | All-Electric Efficiency + PV | Std | All Electric | Mixed-fuel | 1067.0146 | 154.1905 | 1654.1089 | 3699.2645 | 3254.4688 | 137.4347 | 4785.8119 | 7.65 | 11.9 | 12.25 | 1.2937 | 12.0356 | 3.5212 | 0.79 | 0.40409 | 1067.014 | 154.1905 | 1879.8888 | 1.955 | 80.24 | -0.00064989
AE_EE_PV_BasicBat |  | PGE | CZ13 | 2400 | All-Electric Efficiency, PV, + Battery (Basic) | Std | All Electric | Mixed-fuel | 953.1825 | 154.1905 | 12320.4734 | 20256.7121 | 18210.2765 | 1005.4097 | 24574.247 | 7.65 | 22.65 | 22.25 | 1.2131 | 12.2542 | 1.294 | 1.25 | 0.63939 | 1067.014 | 154.1905 | 1879.8888 | 1.955 | 80.24 | 113.8315
MF_EE+ |  | PGE | CZ13 | 2400 | Mixed Fuel Efficiency + High Efficiency Equipment | Std | Mixed-fuel | Mixed-fuel | 514.077 | 13.8265 | #N/A | #N/A | #N/A | 187.2269 | 4461.6718 | 5.95 | 3.85 | 3.75 | #N/A | #N/A | #N/A | 0.175 | 0.089514 | 1067.014 | 154.1905 | 1879.8888 | 1.955 | 80.24 | 552.937
MF_EE_PV_Bat |  | PGE | CZ13 | 2400 | Mixed Fuel Efficiency, PV, + Battery (Basic) | Std | Mixed-fuel | Mixed-fuel | 1006.0521 | 5.4955 | 8466.1901 | 15206.8608 | 13811.4491 | 996.8182 | 22803.2282 | 4.2 | 12.65 | 12.3 | 1.4995 | 8.4932 | 1.0316 | 0.565 | 0.289 | 1067.014 | 154.1905 | 1879.8888 | 1.955 | 80.24 | 60.962
AE |  | SCE/SCG | CZ14 | 2400 | All-Electric Code Minimum | Std | All Electric | Mixed-fuel | -2290.78 | 158.9445 | -4854.1962 | -4643.9573 | -4047.3472 | -352.6623 | -6093.466 | 3.3 | 2.1 | 8.8 | 0.76212 | 13.7644 | >1 | 0.6 | 0.29851 | 1585.265 | 158.9445 | 1682.0766 | 2.01 | 75.85 | 3876.045
AE |  | SDGE | CZ14 | 2400 | All-Electric Code Minimum | Std | All Electric | Mixed-fuel | -2290.78 | 158.9445 | -4854.1962 | -4643.9573 | -4047.3472 | -377.5467 | -7372.9558 | 3.3 | 2.1 | 8.8 | 0.62986 | 12.8572 | >1 | 0.6 | 0.29851 | 1585.265 | 158.9445 | 2206.9343 | 2.01 | 75.85 | 3876.045
AE_EE2 |  | SCE/SCG | CZ14 | 2400 | All-Electric Efficiency | Std | All Electric | Mixed-fuel | -1647.97 | 158.9445 | -2404.1534 | -1840.9499 | -1545.4648 | -169.0905 | -1958.262 | 9.1 | 5.8 | 11.45 | 0.94009 | 14.2181 | >1 | 0.735 | 0.36567 | 1585.265 | 158.9445 | 1682.0766 | 2.01 | 75.85 | 3233.235
AE_EE2 |  | SDGE | CZ14 | 2400 | All-Electric Efficiency | Std | All Electric | Mixed-fuel | -1647.97 | 158.9445 | -2404.1534 | -1840.9499 | -1545.4648 | -164.2408 | -2210.0122 | 9.1 | 5.8 | 11.45 | 0.833 | 14.638 | >1 | 0.735 | 0.36567 | 1585.265 | 158.9445 | 2206.9343 | 2.01 | 75.85 | 3233.235
AE_EE_NEEA3 |  | SCE/SCG | CZ14 | 2400 | All-Electric Efficiency + High Efficiency Equipment | Std | All Electric | Mixed-fuel | -1253.445 | 158.9445 | #N/A | #N/A | #N/A | -44.7581 | 842.4946 | 12.4 | 7.9 | 13.15 | #N/A | #N/A | #N/A | 0.815 | 0.40547 | 1585.265 | 158.9445 | 1682.0766 | 2.01 | 75.85 | 2838.71
AE_EE_NEEA3 |  | SDGE | CZ14 | 2400 | All-Electric Efficiency + High Efficiency Equipment | Std | All Electric | Mixed-fuel | -1253.445 | 158.9445 | #N/A | #N/A | #N/A | -7.2092 | 1590.8458 | 12.4 | 7.9 | 13.15 | #N/A | #N/A | #N/A | 0.815 | 0.40547 | 1585.265 | 158.9445 | 2206.9343 | 2.01 | 75.85 | 2838.71
AE_EE_PV3 |  | SCE/SCG | CZ14 | 2400 | All-Electric Efficiency + PV | Std | All Electric | Mixed-fuel | 1585.2656 | 158.9445 | 2395.2003 | 4577.4673 | 4030.2813 | 185.9661 | 6039.8708 | 9.1 | 15.3 | 14.25 | 1.3195 | 12.8798 | 3.4373 | 0.865 | 0.43035 | 1585.265 | 158.9445 | 1682.0766 | 2.01 | 75.85 | -0.00063154
AE_EE_PV3 |  | SDGE | CZ14 | 2400 | All-Electric Efficiency + PV | Std | All Electric | Mixed-fuel | 1585.2656 | 158.9445 | 2395.2003 | 4577.4673 | 4030.2813 | 105.5471 | 4320.0439 | 9.1 | 15.3 | 14.25 | 0.94376 | 22.6932 | 3.4373 | 0.865 | 0.43035 | 1585.265 | 158.9445 | 2206.9343 | 2.01 | 75.85 | -0.00063154
AE_EE_PV_BasicBat |  | SCE/SCG | CZ14 | 2400 | All-Electric Efficiency, PV, + Battery (Basic) | Std | All Electric | Mixed-fuel | 1435.3045 | 158.9445 | 13011.2236 | 21067.5911 | 18927.6042 | 1189.3103 | 28641.5616 | 9.1 | 24.55 | 24.7 | 1.3595 | 10.9401 | 1.2403 | 1.37 | 0.68159 | 1585.265 | 158.9445 | 1682.0766 | 2.01 | 75.85 | 149.9605
AE_EE_PV_BasicBat |  | SDGE | CZ14 | 2400 | All-Electric Efficiency, PV, + Battery (Basic) | Std | All Electric | Mixed-fuel | 1435.3045 | 158.9445 | 13011.2236 | 21067.5911 | 18927.6042 | 1500.6408 | 38087.461 | 9.1 | 24.55 | 24.7 | 1.8079 | 8.6704 | 1.2403 | 1.37 | 0.68159 | 1585.265 | 158.9445 | 2206.9343 | 2.01 | 75.85 | 149.9605
MF_EE+ |  | SCE/SCG | CZ14 | 2400 | Mixed Fuel Efficiency + High Efficiency Equipment | Std | Mixed-fuel | Mixed-fuel | 631.3385 | 14.574 | #N/A | #N/A | #N/A | 200.05 | 4672.4451 | 7.25 | 4.6 | 4.4 | #N/A | #N/A | #N/A | 0.22 | 0.10945 | 1585.265 | 158.9445 | 1682.0766 | 2.01 | 75.85 | 953.9265
MF_EE+ |  | SDGE | CZ14 | 2400 | Mixed Fuel Efficiency + High Efficiency Equipment | Std | Mixed-fuel | Mixed-fuel | 631.3385 | 14.574 | #N/A | #N/A | #N/A | 232.9856 | 5830.5613 | 7.25 | 4.6 | 4.4 | #N/A | #N/A | #N/A | 0.22 | 0.10945 | 1585.265 | 158.9445 | 2206.9343 | 2.01 | 75.85 | 953.9265
MF_EE_PV_Bat |  | SCE/SCG | CZ14 | 2400 | Mixed Fuel Efficiency, PV, + Battery (Basic) | Std | Mixed-fuel | Mixed-fuel | 1514.0435 | 5.795 | 9387.8165 | 16326.502 | 14797.0017 | 1091.8903 | 24662.6415 | 5.4 | 15 | 13.4 | 1.5106 | 8.5978 | 1.0587 | 0.645 | 0.3209 | 1585.265 | 158.9445 | 1682.0766 | 2.01 | 75.85 | 71.2215
MF_EE_PV_Bat |  | SDGE | CZ14 | 2400 | Mixed Fuel Efficiency, PV, + Battery (Basic) | Std | Mixed-fuel | Mixed-fuel | 1514.0435 | 5.795 | 9387.8165 | 16326.502 | 14797.0017 | 1419.7397 | 34440.5069 | 5.4 | 15 | 13.4 | 2.1095 | 6.6124 | 1.0587 | 0.645 | 0.3209 | 1585.265 | 158.9445 | 2206.9343 | 2.01 | 75.85 | 71.2215
AE |  | SCE/SCG | CZ15 | 2400 | All-Electric Code Minimum | Std | All Electric | Mixed-fuel | -1167.3925 | 52.5946 | -6631.1688 | -5680.0233 | -4865.0125 | -228.1017 | -4473.3461 | 1 | 0.7 | 0.9 | 1.2697 | 29.0711 | 2.886 | 0.15 | 0.12146 | 588.6825 | 52.5946 | 1750.7989 | 1.235 | 61.315 | 1756.075
AE_EE2 |  | SCE/SCG | CZ15 | 2400 | All-Electric Efficiency | Std | All Electric | Mixed-fuel | -627.9325 | 52.5946 | -4707.5848 | -3468.1797 | -2889.589 | -64.3883 | -785.4796 | 4.1 | 2.7 | 2.35 | 4.4154 | 73.1125 | >1 | 0.22 | 0.17814 | 588.6825 | 52.5946 | 1750.7989 | 1.235 | 61.315 | 1216.615
AE_EE_NEEA3 |  | SCE/SCG | CZ15 | 2400 | All-Electric Efficiency + High Efficiency Equipment | Std | All Electric | Mixed-fuel | -231.0145 | 52.5946 | #N/A | #N/A | #N/A | 54.9426 | 1902.6101 | 6.8 | 4.55 | 3.7 | #N/A | #N/A | #N/A | 0.27 | 0.21862 | 588.6825 | 52.5946 | 1750.7989 | 1.235 | 61.315 | 819.697
AE_EE_PV3 |  | SCE/SCG | CZ15 | 2400 | All-Electric Efficiency + PV | Std | All Electric | Mixed-fuel | 588.6827 | 52.5946 | -2763.3743 | -868.0892 | -630.8631 | 77.9092 | 2419.9637 | 4.1 | 5.75 | 3.75 | >1 | -35.4692 | >1 | 0.27 | 0.21862 | 588.6825 | 52.5946 | 1750.7989 | 1.235 | 61.315 | -0.0002417
AE_EE_PV_BasicBat |  | SCE/SCG | CZ15 | 2400 | All-Electric Efficiency, PV, + Battery (Basic) | Std | All Electric | Mixed-fuel | 505.0213 | 52.5946 | 9445.2821 | 16474.56 | 14917.4795 | 1159.6868 | 26788.4747 | 4.1 | 11.85 | 15.65 | 1.6261 | 8.1447 | 0.83652 | 0.71 | 0.5749 | 588.6825 | 52.5946 | 1750.7989 | 1.235 | 61.315 | 83.6612
MF_EE+ |  | SCE/SCG | CZ15 | 2400 | Mixed Fuel Efficiency + High Efficiency Equipment | Std | Mixed-fuel | Mixed-fuel | 725.7696 | 2.943 | #N/A | #N/A | #N/A | 222.8508 | 5055.9404 | 5.5 | 3.65 | 2.95 | #N/A | #N/A | #N/A | 0.105 | 0.08502 | 588.6825 | 52.5946 | 1750.7989 | 1.235 | 61.315 | -137.0871
MF_EE_PV_Bat |  | SCE/SCG | CZ15 | 2400 | Mixed Fuel Efficiency, PV, + Battery (Basic) | Std | Mixed-fuel | Mixed-fuel | 530.648 | 1.9076 | 7192.0893 | 13565.9275 | 12378.7512 | 1139.5373 | 25692.8704 | 3.8 | 8.1 | 13.45 | 1.8939 | 6.3114 | 0.7842 | 0.495 | 0.40081 | 588.6825 | 52.5946 | 1750.7989 | 1.235 | 61.315 | 58.0345
AE |  | PGE | CZ16 | 2400 | All-Electric Code Minimum | Std | All Electric | Mixed-fuel | -4729.045 | 403.218 | -1860.5584 | 982.5859 | 1211.2598 | -633.1451 | -9324.2869 | 0.7 | 0.35 | 21.25 | 0 | 2.9386 | 0 | 1.445 | 0.4544 | 1331.07 | 403.218 | 1992.6125 | 3.18 | 104.145 | 6060.115
AE_EE2 |  | PGE | CZ16 | 2400 | All-Electric Efficiency | Std | All Electric | Mixed-fuel | -3679.615 | 403.218 | 1483.8436 | 4738.0352 | 4555.6618 | -324.0491 | -2277.3953 | 13.75 | 7.7 | 25.6 | 0 | -4.5791 | 0.97793 | 1.67 | 0.52516 | 1331.07 | 403.218 | 1992.6125 | 3.18 | 104.145 | 5010.685
AE_EE_NEEA3 |  | PGE | CZ16 | 2400 | All-Electric Efficiency + High Efficiency Equipment | Std | All Electric | Mixed-fuel | -3293.69 | 403.218 | #N/A | #N/A | #N/A | -202.107 | 502.6887 | 17.25 | 9.65 | 26.95 | #N/A | #N/A | #N/A | 1.745 | 0.54874 | 1331.07 | 403.218 | 1992.6125 | 3.18 | 104.145 | 4624.76
AE_EE_PV3 |  | PGE | CZ16 | 2400 | All-Electric Efficiency + PV | Std | All Electric | Mixed-fuel | 1331.0693 | 403.218 | 9894.4685 | 15985.9871 | 14326.8755 | 100.1291 | 7393.1871 | 13.75 | 23.7 | 29.05 | 0.46248 | 98.8171 | 1.3118 | 1.855 | 0.58333 | 1331.07 | 403.218 | 1992.6125 | 3.18 | 104.145 | 0.00073132
AE_EE_PV_BasicBat |  | PGE | CZ16 | 2400 | All-Electric Efficiency, PV, + Battery (Basic) | Std | All Electric | Mixed-fuel | 1178.086 | 403.218 | 17185.7497 | 26469.7512 | 23628.4389 | 871.1351 | 24970.8854 | 13.75 | 33 | 37.45 | 0.94337 | 19.728 | 1.1475 | 2.3 | 0.72327 | 1331.07 | 403.218 | 1992.6125 | 3.18 | 104.145 | 152.984
MF_EE+ |  | PGE | CZ16 | 2400 | Mixed Fuel Efficiency + High Efficiency Equipment | Std | Mixed-fuel | Mixed-fuel | 89.895 | 156.744 | #N/A | #N/A | #N/A | 331.6228 | 9733.2577 | 20.6 | 11.6 | 16.2 | #N/A | #N/A | #N/A | 0.945 | 0.29717 | 1331.07 | 403.218 | 1992.6125 | 3.18 | 104.145 | 1241.175
MF_EE_PV_Bat |  | PGE | CZ16 | 2400 | Mixed Fuel Efficiency, PV, + Battery (Basic) | Std | Mixed-fuel | Mixed-fuel | 1227.6148 | 114.1625 | 10755.6569 | 17975.1401 | 16237.1125 | 1023.7763 | 24924.2876 | 14.15 | 20.7 | 20.35 | 1.3866 | 10.5059 | 1.1424 | 1.145 | 0.36006 | 1331.07 | 403.218 | 1992.6125 | 3.18 | 104.145 | 103.4552
AE_ADU |  | PGE | CZ01 | 625 | All-Electric Code Minimum | Std | All Electric | Mixed-fuel | -1640.58 | 113.891 | -4692.048 | -4887.1142 | -4310.433 | -372.9464 | -7372.021 | 6.1 | 2.8 | 11.9 | 0.66293 | 12.581 | 4.1354 | 0.39 | 0.312 | 3678.8 | 113.891 | 1487.3066 | 1.25 | 237.76 | 5319.38
AE_EE_ADU |  | PGE | CZ01 | 625 | All-Electric Efficiency | Std | All Electric | Mixed-fuel | -1243.52 | 113.891 | -5468.0913 | -4866.2988 | -4194.2373 | -254.4893 | -4671.3893 | 18.7 | 8.7 | 15.7 | 1.0417 | 21.4865 | >1 | 0.47 | 0.376 | 3678.8 | 113.891 | 1487.3066 | 1.25 | 237.76 | 4922.32
AE_EE_NEEA_ADU2 |  | PGE | CZ01 | 625 | All-Electric Efficiency + High Efficiency Equipment | Std | All Electric | Mixed-fuel | -907.82 | 113.891 | #N/A | #N/A | #N/A | -146.0768 | -2199.7575 | 30.6 | 14.2 | 18.5 | #N/A | #N/A | #N/A | 0.54 | 0.432 | 3678.8 | 113.891 | 1487.3066 | 1.25 | 237.76 | 4586.62
AE_EE_PV_ADU |  | PGE | CZ01 | 625 | All-Electric Efficiency + PV | Std | All Electric | Mixed-fuel | 3678.8004 | 113.891 | 5215.5453 | 9421.4659 | 8217.6937 | 509.6322 | 12749.3542 | 18.7 | 27.3 | 19.3 | 1.3532 | 10.2339 | 1.8588 | 0.63 | 0.504 | 3678.8 | 113.891 | 1487.3066 | 1.25 | 237.76 | -0.00043251
AE_EE_PV_BasicBat_ADU |  | PGE | CZ01 | 625 | All-Electric Efficiency, PV, + Battery (Basic) | Std | All Electric | Mixed-fuel | 3633.1177 | 113.891 | 10778.3046 | 21064.3949 | 18883.9129 | 1051.9249 | 25112.7582 | 18.7 | 42.8 | 33.5 | 1.1922 | 10.2463 | 1.1053 | 0.95 | 0.76 | 3678.8 | 113.891 | 1487.3066 | 1.25 | 237.76 | 45.6823
MF_EE_PV_BasicBat2_ADU |  | PGE | CZ01 | 625 | Mixed Fuel Efficiency, PV, + Battery (Basic) | Std | Mixed-fuel | Mixed-fuel | 3666.1304 | 19.6263 | 13925.05 | 22740.4634 | 20316.5715 | 1055.674 | 24329.2798 | 7.7 | 25.5 | 18.5 | 1.0699 | 13.1907 | 0.81363 | 0.5 | 0.4 | 3678.8 | 113.891 | 1487.3066 | 1.25 | 237.76 | 12.6696
AE_ADU |  | PGE | CZ02 | 625 | All-Electric Code Minimum | Std | All Electric | Mixed-fuel | -1245.21 | 75.1322 | -4692.048 | -4887.1142 | -4310.433 | -324.6312 | -6781.8736 | 3.4 | 1.9 | 5.7 | 0.72061 | 14.4535 | 2.8496 | 0.24 | 0.24 | 3477.96 | 75.1322 | 1357.5838 | 1 | 214.74 | 4723.17
AE_EE_ADU |  | PGE | CZ02 | 625 | All-Electric Efficiency | Std | All Electric | Mixed-fuel | -1023.64 | 75.1322 | -5468.0913 | -4866.2988 | -4194.2373 | -255.5181 | -5206.2076 | 11 | 5.9 | 7.9 | 0.93471 | 21.4 | >1 | 0.29 | 0.29 | 3477.96 | 75.1322 | 1357.5838 | 1 | 214.74 | 4501.6
AE_EE_NEEA_ADU2 |  | PGE | CZ02 | 625 | All-Electric Efficiency + High Efficiency Equipment | Std | All Electric | Mixed-fuel | -830.57 | 75.1322 | #N/A | #N/A | #N/A | -194.4387 | -3813.6946 | 15.3 | 8.2 | 9.7 | #N/A | #N/A | #N/A | 0.33 | 0.33 | 3477.96 | 75.1322 | 1357.5838 | 1 | 214.74 | 4308.53
AE_EE_PV_ADU |  | PGE | CZ02 | 625 | All-Electric Efficiency + PV | Std | All Electric | Mixed-fuel | 3477.96 | 75.1322 | 2770.4481 | 6151.5144 | 5377.0525 | 471.8821 | 11377.3498 | 11 | 20.1 | 10.8 | 1.8495 | 5.8711 | 2.5771 | 0.44 | 0.44 | 3477.96 | 75.1322 | 1357.5838 | 1 | 214.74 | -4.4875e-05
AE_EE_PV_BasicBat_ADU |  | PGE | CZ02 | 625 | All-Electric Efficiency, PV, + Battery (Basic) | Std | All Electric | Mixed-fuel | 3445.1608 | 75.1322 | 8298.7821 | 17748.4047 | 16003.2775 | 1005.9392 | 23552.9953 | 11 | 36.6 | 25.4 | 1.327 | 8.2498 | 1.2835 | 0.76 | 0.76 | 3477.96 | 75.1322 | 1357.5838 | 1 | 214.74 | 32.7992
MF_EE_PV_BasicBat2_ADU |  | PGE | CZ02 | 625 | Mixed Fuel Efficiency, PV, + Battery (Basic) | Std | Mixed-fuel | Mixed-fuel | 3472.237 | 11.0852 | 12290.2987 | 20554.2282 | 18417.3661 | 1021.8492 | 23447.5644 | 3.5 | 23.3 | 16.6 | 1.1408 | 12.0275 | 0.93769 | 0.46 | 0.46 | 3477.96 | 75.1322 | 1357.5838 | 1 | 214.74 | 5.723
AE_ADU |  | PGE | CZ03 | 625 | All-Electric Code Minimum | Std | All Electric | Mixed-fuel | -1671.8 | 123.181 | -1154.1962 | -489.2049 | -347.3472 | -397.553 | -7841.8854 | 2.3 | 1 | 2.9 | 0.062384 | 2.9033 | 0.36925 | 0.5 | 0.42373 | 2669.83 | 123.181 | 1163.9209 | 1.18 | 197.26 | 4341.63
AE_EE_ADU |  | PGE | CZ03 | 625 | All-Electric Efficiency | Std | All Electric | Mixed-fuel | -1578.95 | 123.181 | -209.8677 | 1081.8113 | 1107.6053 | -368.7198 | -7184.534 | 6.8 | 3.1 | 4 | 0 | 0.56918 | 0 | 0.52 | 0.44068 | 2669.83 | 123.181 | 1163.9209 | 1.18 | 197.26 | 4248.78
AE_EE_NEEA_ADU2 |  | PGE | CZ03 | 625 | All-Electric Efficiency + High Efficiency Equipment | Std | All Electric | Mixed-fuel | -1422.09 | 123.181 | #N/A | #N/A | #N/A | -317.2562 | -6011.2481 | 12.5 | 5.6 | 5.9 | #N/A | #N/A | #N/A | 0.56 | 0.47458 | 2669.83 | 123.181 | 1163.9209 | 1.18 | 197.26 | 4091.92
AE_EE_PV_ADU |  | PGE | CZ03 | 625 | All-Electric Efficiency + PV | Std | All Electric | Mixed-fuel | 2669.8298 | 123.181 | 7303.6383 | 11130.001 | 9836.5729 | 335.7026 | 8875.1648 | 6.8 | 17.6 | 7.1 | 0.79741 | 21.7563 | 1.2597 | 0.66 | 0.55932 | 2669.83 | 123.181 | 1163.9209 | 1.18 | 197.26 | 0.00016158
AE_EE_PV_BasicBat_ADU |  | PGE | CZ03 | 625 | All-Electric Efficiency, PV, + Battery (Basic) | Std | All Electric | Mixed-fuel | 2639.3449 | 123.181 | 12820.7247 | 22711.8493 | 20449.7308 | 859.2215 | 20810.556 | 6.8 | 36.7 | 22.8 | 0.91629 | 14.9213 | 0.93031 | 0.98 | 0.83051 | 2669.83 | 123.181 | 1163.9209 | 1.18 | 197.26 | 30.4851
MF_EE_PV_BasicBat2_ADU |  | PGE | CZ03 | 625 | Mixed Fuel Efficiency, PV, + Battery (Basic) | Std | Mixed-fuel | Mixed-fuel | 2679.4714 | 0 | 10170.426 | 17804.9935 | 16019.2692 | 767.8088 | 17504.8088 | 1.2 | 14.5 | 11.8 | 0.98314 | 13.246 | 0.76946 | 0.33 | 0.27966 | 2669.83 | 123.181 | 1163.9209 | 1.18 | 197.26 | -9.6414
AE_ADU |  | PGE | CZ04 | 625 | All-Electric Code Minimum | Std | All Electric | Mixed-fuel | -1612.38 | 117.964 | -1154.1962 | -489.2049 | -347.3472 | -385.6269 | -7637.4159 | 1.4 | 0.7 | 2.4 | 0.064054 | 2.993 | 1.3787 | 0.47 | 0.40517 | 2788.07 | 117.964 | 1215.6209 | 1.16 | 211.04 | 4400.45
AE_EE_ADU |  | PGE | CZ04 | 625 | All-Electric Efficiency | Std | All Electric | Mixed-fuel | -1475.88 | 117.964 | 190.1323 | 1530.9738 | 1507.6053 | -337.9046 | -6549.424 | 7.6 | 3.9 | 3.9 | 0 | -0.56268 | 0.65337 | 0.5 | 0.43103 | 2788.07 | 117.964 | 1215.6209 | 1.16 | 211.04 | 4263.95
AE_EE_NEEA_ADU2 |  | PGE | CZ04 | 625 | All-Electric Efficiency + High Efficiency Equipment | Std | All Electric | Mixed-fuel | -1347.4 | 117.964 | #N/A | #N/A | #N/A | -297.8169 | -5635.4888 | 11 | 5.6 | 5.5 | #N/A | #N/A | #N/A | 0.53 | 0.4569 | 2788.07 | 117.964 | 1215.6209 | 1.16 | 211.04 | 4135.47
AE_EE_PV_ADU |  | PGE | CZ04 | 625 | All-Electric Efficiency + PV | Std | All Electric | Mixed-fuel | 2788.0704 | 117.964 | 7539.5653 | 11359.7403 | 10045.9578 | 388.8437 | 10019.2694 | 7.6 | 16.8 | 6.8 | 0.882 | 19.3897 | 1.4589 | 0.65 | 0.56034 | 2788.07 | 117.964 | 1215.6209 | 1.16 | 211.04 | -0.00035508
AE_EE_PV_BasicBat_ADU |  | PGE | CZ04 | 625 | All-Electric Efficiency, PV, + Battery (Basic) | Std | All Electric | Mixed-fuel | 2757.5784 | 117.964 | 13055.0683 | 22939.4711 | 20657.2761 | 931.3598 | 22387.7671 | 7.6 | 32.3 | 23.5 | 0.97595 | 14.0172 | 0.99995 | 0.98 | 0.84483 | 2788.07 | 117.964 | 1215.6209 | 1.16 | 211.04 | 30.4916
MF_EE_PV_BasicBat2_ADU |  | PGE | CZ04 | 625 | Mixed Fuel Efficiency, PV, + Battery (Basic) | Std | Mixed-fuel | Mixed-fuel | 2798.9294 | 0 | 10607.6632 | 18303.9551 | 16462.5303 | 844.2309 | 19247.11 | 1.6 | 15.1 | 13.3 | 1.0515 | 12.5649 | 0.86178 | 0.35 | 0.30172 | 2788.07 | 117.964 | 1215.6209 | 1.16 | 211.04 | -10.8594
AE_ADU |  | PGE | CZ05 | 625 | All-Electric Code Minimum | Std | All Electric | Mixed-fuel | -1026.09 | 49.3052 | -4692.048 | -4887.1142 | -4310.433 | -308.2309 | -6761.0614 | 0.8 | 0.3 | 1.8 | 0.72283 | 15.2225 | 2.1479 | 0.14 | 0.17073 | 3312.47 | 49.3052 | 1251.5504 | 0.82 | 181.15 | 4338.56
AE_ADU |  | PGE/SCG | CZ05 | 625 | All-Electric Code Minimum | Std | All Electric | Mixed-fuel | -1026.09 | 49.3052 | -4692.048 | -4887.1142 | -4310.433 | -261.3136 | -5347.2873 | 0.8 | 0.3 | 1.8 | 0.91394 | 17.9556 | 2.1479 | 0.14 | 0.17073 | 3312.47 | 49.3052 | 1298.4677 | 0.82 | 181.15 | 4338.56
AE_EE_ADU |  | PGE | CZ05 | 625 | All-Electric Efficiency | Std | All Electric | Mixed-fuel | -931.6 | 49.3052 | -5868.0913 | -5315.4613 | -4594.2373 | -279.2971 | -6101.4171 | 4.5 | 1.9 | 2.9 | 0.87118 | 21.0102 | 3.1083 | 0.16 | 0.19512 | 3312.47 | 49.3052 | 1251.5504 | 0.82 | 181.15 | 4244.07
AE_EE_ADU |  | PGE/SCG | CZ05 | 625 | All-Electric Efficiency | Std | All Electric | Mixed-fuel | -931.6 | 49.3052 | -5868.0913 | -5315.4613 | -4594.2373 | -232.3798 | -4687.643 | 4.5 | 1.9 | 2.9 | 1.1339 | 25.2522 | 3.1083 | 0.16 | 0.19512 | 3312.47 | 49.3052 | 1298.4677 | 0.82 | 181.15 | 4244.07
AE_EE_NEEA_ADU2 |  | PGE | CZ05 | 625 | All-Electric Efficiency + High Efficiency Equipment | Std | All Electric | Mixed-fuel | -779.03 | 49.3052 | #N/A | #N/A | #N/A | -228.5539 | -4944.5541 | 11.1 | 4.7 | 4.8 | #N/A | #N/A | #N/A | 0.2 | 0.2439 | 3312.47 | 49.3052 | 1251.5504 | 0.82 | 181.15 | 4091.5
AE_EE_NEEA_ADU2 |  | PGE/SCG | CZ05 | 625 | All-Electric Efficiency + High Efficiency Equipment | Std | All Electric | Mixed-fuel | -779.03 | 49.3052 | #N/A | #N/A | #N/A | -181.6366 | -3530.78 | 11.1 | 4.7 | 4.8 | #N/A | #N/A | #N/A | 0.2 | 0.2439 | 3312.47 | 49.3052 | 1298.4677 | 0.82 | 181.15 | 4091.5
AE_EE_PV_ADU |  | PGE | CZ05 | 625 | All-Electric Efficiency + PV | Std | All Electric | Mixed-fuel | 3312.4695 | 49.3052 | 1139.3273 | 4055.9122 | 3546.773 | 432.5114 | 10126.6738 | 4.5 | 17.1 | 6.4 | 2.4968 | 2.6342 | 3.1693 | 0.32 | 0.39024 | 3312.47 | 49.3052 | 1251.5504 | 0.82 | 181.15 | 0.00054573
AE_EE_PV_ADU |  | PGE/SCG | CZ05 | 625 | All-Electric Efficiency + PV | Std | All Electric | Mixed-fuel | 3312.4695 | 49.3052 | 1139.3273 | 4055.9122 | 3546.773 | 479.4287 | 11540.4479 | 4.5 | 17.1 | 6.4 | 2.8453 | 2.3764 | 3.1693 | 0.32 | 0.39024 | 3312.47 | 49.3052 | 1298.4677 | 0.82 | 181.15 | 0.00054573
AE_EE_PV_BasicBat_ADU |  | PGE | CZ05 | 625 | All-Electric Efficiency, PV, + Battery (Basic) | Std | All Electric | Mixed-fuel | 3273.3799 | 49.3052 | 6651.4997 | 15631.1888 | 14154.2219 | 996.1268 | 22976.2011 | 4.5 | 36.2 | 23.6 | 1.4699 | 6.6774 | 1.2454 | 0.67 | 0.81707 | 3312.47 | 49.3052 | 1251.5504 | 0.82 | 181.15 | 39.0901
AE_EE_PV_BasicBat_ADU |  | PGE/SCG | CZ05 | 625 | All-Electric Efficiency, PV, + Battery (Basic) | Std | All Electric | Mixed-fuel | 3273.3799 | 49.3052 | 6651.4997 | 15631.1888 | 14154.2219 | 1043.0441 | 24389.9752 | 4.5 | 36.2 | 23.6 | 1.5603 | 6.377 | 1.2454 | 0.67 | 0.81707 | 3312.47 | 49.3052 | 1298.4677 | 0.82 | 181.15 | 39.0901
MF_EE_PV_BasicBat2_ADU |  | PGE | CZ05 | 625 | Mixed Fuel Efficiency, PV, + Battery (Basic) | Std | Mixed-fuel | Mixed-fuel | 3309.4493 | 1.8704 | 10983.7476 | 18892.6894 | 16964.1621 | 1013.0696 | 23122.0341 | 1.1 | 23.4 | 16.9 | 1.2239 | 10.842 | 0.90239 | 0.43 | 0.52439 | 3312.47 | 49.3052 | 1251.5504 | 0.82 | 181.15 | 3.0207
MF_EE_PV_BasicBat2_ADU |  | PGE/SCG | CZ05 | 625 | Mixed Fuel Efficiency, PV, + Battery (Basic) | Std | Mixed-fuel | Mixed-fuel | 3309.4493 | 1.8704 | 10983.7476 | 18892.6894 | 16964.1621 | 1012.506 | 23105.0502 | 1.1 | 23.4 | 16.9 | 1.223 | 10.8481 | 0.90239 | 0.43 | 0.52439 | 3312.47 | 49.3052 | 1298.4677 | 0.82 | 181.15 | 3.0207
AE_ADU |  | SCE/SCG | CZ06 | 625 | All-Electric Code Minimum | Std | All Electric | Mixed-fuel | -904.07 | 38.4942 | -4692.048 | -4887.1142 | -4310.433 | -250.9209 | -5150.6439 | 0.2 | 0.1 | 0.5 | 0.94884 | 18.6993 | 2.2767 | 0.11 | 0.14865 | 3277.3 | 38.4942 | 1182.3511 | 0.74 | 179.18 | 4181.37
AE_EE_ADU |  | SCE/SCG | CZ06 | 625 | All-Electric Efficiency | Std | All Electric | Mixed-fuel | -811.4 | 38.4942 | -5868.0913 | -5315.4613 | -4594.2373 | -214.9174 | -4339.6173 | 6.6 | 2.8 | 1.3 | 1.2249 | 27.3039 | 4.4821 | 0.12 | 0.16216 | 3277.3 | 38.4942 | 1182.3511 | 0.74 | 179.18 | 4088.7
AE_EE_NEEA_ADU2 |  | SCE/SCG | CZ06 | 625 | All-Electric Efficiency + High Efficiency Equipment | Std | All Electric | Mixed-fuel | -726.2 | 38.4942 | #N/A | #N/A | #N/A | -186.1246 | -3691.0195 | 10 | 4.2 | 2.6 | #N/A | #N/A | #N/A | 0.14 | 0.18919 | 3277.3 | 38.4942 | 1182.3511 | 0.74 | 179.18 | 4003.5
AE_EE_PV_ADU |  | SCE/SCG | CZ06 | 625 | All-Electric Efficiency + PV | Std | All Electric | Mixed-fuel | 3277.2995 | 38.4942 | 746.2073 | 3530.1731 | 3090.0579 | 497.9994 | 11719.8027 | 6.6 | 16.7 | 5 | 3.3199 | 1.4984 | 3.8546 | 0.29 | 0.39189 | 3277.3 | 38.4942 | 1182.3511 | 0.74 | 179.18 | 0.00047949
AE_EE_PV_BasicBat_ADU |  | SCE/SCG | CZ06 | 625 | All-Electric Efficiency, PV, + Battery (Basic) | Std | All Electric | Mixed-fuel | 3259.6223 | 38.4942 | 6282.1853 | 15137.2861 | 13725.1634 | 1013.4743 | 23331.5751 | 6.6 | 35.4 | 25.4 | 1.5413 | 6.1987 | 1.3092 | 0.63 | 0.85135 | 3277.3 | 38.4942 | 1182.3511 | 0.74 | 179.18 | 17.6777
MF_EE_PV_BasicBat2_ADU |  | SCE/SCG | CZ06 | 625 | Mixed Fuel Efficiency, PV, + Battery (Basic) | Std | Mixed-fuel | Mixed-fuel | 3284.9476 | 0.6554 | 10806.4341 | 18655.5591 | 16758.1645 | 952.4731 | 21463.47 | 1.2 | 23.8 | 19.8 | 1.1505 | 11.3457 | 0.95452 | 0.44 | 0.59459 | 3277.3 | 38.4942 | 1182.3511 | 0.74 | 179.18 | -7.6476
AE_ADU |  | SDGE | CZ07 | 625 | All-Electric Code Minimum | Std | All Electric | Mixed-fuel | -884.42 | 36.6602 | -4692.048 | -4887.1142 | -4310.433 | -361.2444 | -8535.4101 | 0.1 | 0 | 0.1 | 0.57257 | 12.9886 | 2.3645 | 0.1 | 0.13699 | 3282.48 | 36.6602 | 1516.5857 | 0.73 | 174.3 | 4166.9
AE_EE_ADU |  | SDGE | CZ07 | 625 | All-Electric Efficiency | Std | All Electric | Mixed-fuel | -798.85 | 36.6602 | -5868.0913 | -5315.4613 | -4594.2373 | -310.4548 | -7306.0776 | 5.4 | 2.1 | 0.9 | 0.72754 | 18.9016 | 3.8698 | 0.11 | 0.15068 | 3282.48 | 36.6602 | 1516.5857 | 0.73 | 174.3 | 4081.33
AE_EE_NEEA_ADU2 |  | SDGE | CZ07 | 625 | All-Electric Efficiency + High Efficiency Equipment | Std | All Electric | Mixed-fuel | -723.57 | 36.6602 | #N/A | #N/A | #N/A | -280.6277 | -6584.1295 | 9.1 | 3.5 | 2.1 | #N/A | #N/A | #N/A | 0.13 | 0.17808 | 3282.48 | 36.6602 | 1516.5857 | 0.73 | 174.3 | 4006.05
AE_EE_PV_ADU |  | SDGE | CZ07 | 625 | All-Electric Efficiency + PV | Std | All Electric | Mixed-fuel | 3282.4794 | 36.6602 | 1200.0698 | 4137.1462 | 3617.3419 | 518.0237 | 12746.7547 | 5.4 | 15.8 | 5 | 3.0811 | 2.3166 | 3.1424 | 0.29 | 0.39726 | 3282.48 | 36.6602 | 1516.5857 | 0.73 | 174.3 | 0.00061142
AE_EE_PV_BasicBat_ADU |  | SDGE | CZ07 | 625 | All-Electric Efficiency, PV, + Battery (Basic) | Std | All Electric | Mixed-fuel | 3235.3751 | 36.6602 | 6709.2665 | 15708.4432 | 14221.3337 | 1316.8197 | 32081.1394 | 5.4 | 35.6 | 25.9 | 2.0423 | 5.0951 | 1.2305 | 0.63 | 0.86301 | 3282.48 | 36.6602 | 1516.5857 | 0.73 | 174.3 | 47.1049
MF_EE_PV_BasicBat2_ADU |  | SDGE | CZ07 | 625 | Mixed Fuel Efficiency, PV, + Battery (Basic) | Std | Mixed-fuel | Mixed-fuel | 3277.9729 | 0.272 | 11191.6098 | 19170.674 | 17205.6502 | 1322.3171 | 32009.3771 | 1.2 | 24.3 | 20.3 | 1.6697 | 8.4636 | 0.91109 | 0.44 | 0.60274 | 3282.48 | 36.6602 | 1516.5857 | 0.73 | 174.3 | 4.5071
AE_ADU |  | SCE/SCG | CZ08 | 625 | All-Electric Code Minimum | Std | All Electric | Mixed-fuel | -877.85 | 36.1781 | -4692.048 | -4887.1142 | -4310.433 | -247.7403 | -5105.8727 | 0.1 | 0 | 0.1 | 0.95716 | 18.9394 | 2.4578 | 0.1 | 0.13333 | 3499.39 | 36.1781 | 1267.022 | 0.75 | 185.81 | 4377.24
AE_EE_ADU |  | SCE/SCG | CZ08 | 625 | All-Electric Efficiency | Std | All Electric | Mixed-fuel | -791.61 | 36.1781 | -5868.0913 | -5315.4613 | -4594.2373 | -211.5958 | -4291.6696 | 4 | 1.9 | 0.7 | 1.2386 | 27.7326 | 4.3759 | 0.11 | 0.14667 | 3499.39 | 36.1781 | 1267.022 | 0.75 | 185.81 | 4291
AE_EE_NEEA_ADU2 |  | SCE/SCG | CZ08 | 625 | All-Electric Efficiency + High Efficiency Equipment | Std | All Electric | Mixed-fuel | -712.81 | 36.1781 | #N/A | #N/A | #N/A | -186.9227 | -3735.8748 | 6 | 2.9 | 1.8 | #N/A | #N/A | #N/A | 0.12 | 0.16 | 3499.39 | 36.1781 | 1267.022 | 0.75 | 185.81 | 4212.2
AE_EE_PV_ADU |  | SCE/SCG | CZ08 | 625 | All-Electric Efficiency + PV | Std | All Electric | Mixed-fuel | 3499.3904 | 36.1781 | 1299.9878 | 4270.7716 | 3733.4236 | 548.9292 | 12840.1902 | 4 | 15.1 | 4.2 | 3.0065 | 2.3682 | 3.7021 | 0.28 | 0.37333 | 3499.39 | 36.1781 | 1267.022 | 0.75 | 185.81 | -0.00040714
AE_EE_PV_BasicBat_ADU |  | SCE/SCG | CZ08 | 625 | All-Electric Efficiency, PV, + Battery (Basic) | Std | All Electric | Mixed-fuel | 3471.9505 | 36.1781 | 6847.1315 | 15892.817 | 14381.5011 | 1098.82 | 25227.2272 | 4 | 28.8 | 25.4 | 1.5873 | 6.2313 | 1.3038 | 0.64 | 0.85333 | 3499.39 | 36.1781 | 1267.022 | 0.75 | 185.81 | 27.4395
MF_EE_PV_BasicBat2_ADU |  | SCE/SCG | CZ08 | 625 | Mixed Fuel Efficiency, PV, + Battery (Basic) | Std | Mixed-fuel | Mixed-fuel | 3504.5932 | 0.0521 | 11381.727 | 19424.9273 | 17426.5227 | 1040.2363 | 23433.3807 | 0.5 | 19.2 | 20.4 | 1.2064 | 10.9415 | 0.96978 | 0.46 | 0.61333 | 3499.39 | 36.1781 | 1267.022 | 0.75 | 185.81 | -5.2032
AE_ADU |  | SCE/SCG | CZ09 | 625 | All-Electric Code Minimum | Std | All Electric | Mixed-fuel | -902.95 | 38.2719 | -4692.048 | -4887.1142 | -4310.433 | -250.4508 | -5142.0864 | 0.1 | 0.1 | 0.4 | 0.95041 | 18.7344 | 2.5247 | 0.1 | 0.12987 | 3486.78 | 38.2719 | 1260.9248 | 0.77 | 187.23 | 4389.73
AE_EE_ADU |  | SCE/SCG | CZ09 | 625 | All-Electric Efficiency | Std | All Electric | Mixed-fuel | -815.43 | 38.2719 | -5868.0913 | -5315.4613 | -4594.2373 | -216.1437 | -4369.2722 | 4.1 | 2.1 | 1.1 | 1.2166 | 27.149 | 4.8394 | 0.12 | 0.15584 | 3486.78 | 38.2719 | 1260.9248 | 0.77 | 187.23 | 4302.21
AE_EE_NEEA_ADU2 |  | SCE/SCG | CZ09 | 625 | All-Electric Efficiency + High Efficiency Equipment | Std | All Electric | Mixed-fuel | -724.97 | 38.2719 | #N/A | #N/A | #N/A | -187.6529 | -3727.4784 | 5.8 | 3 | 2.3 | #N/A | #N/A | #N/A | 0.14 | 0.18182 | 3486.78 | 38.2719 | 1260.9248 | 0.77 | 187.23 | 4211.75
AE_EE_PV_ADU |  | SCE/SCG | CZ09 | 625 | All-Electric Efficiency + PV | Std | All Electric | Mixed-fuel | 3486.7794 | 38.2719 | 1018.6067 | 3894.4665 | 3406.5234 | 539.9133 | 12661.9399 | 4.1 | 14.7 | 4.5 | 3.2513 | 1.8866 | 3.8971 | 0.29 | 0.37662 | 3486.78 | 38.2719 | 1260.9248 | 0.77 | 187.23 | 0.00059741
AE_EE_PV_BasicBat_ADU |  | SCE/SCG | CZ09 | 625 | All-Electric Efficiency, PV, + Battery (Basic) | Std | All Electric | Mixed-fuel | 3470.1348 | 38.2719 | 6569.9546 | 15522.1344 | 14059.4853 | 1092.3608 | 25106.5707 | 4.1 | 29.6 | 24.9 | 1.6175 | 6.0145 | 1.3348 | 0.66 | 0.85714 | 3486.78 | 38.2719 | 1260.9248 | 0.77 | 187.23 | 16.6452
MF_EE_PV_BasicBat2_ADU |  | SCE/SCG | CZ09 | 625 | Mixed Fuel Efficiency, PV, + Battery (Basic) | Std | Mixed-fuel | Mixed-fuel | 3496.6519 | 0.1684 | 11112.1668 | 19064.4309 | 17113.3557 | 1030.3327 | 23211.6589 | 0.5 | 20.1 | 19.6 | 1.2175 | 10.785 | 0.98165 | 0.46 | 0.5974 | 3486.78 | 38.2719 | 1260.9248 | 0.77 | 187.23 | -9.8719
AE_ADU |  | SCE/SCG | CZ10 | 625 | All-Electric Code Minimum | Std | All Electric | Mixed-fuel | -951.5 | 43.1085 | -4692.048 | -4887.1142 | -4310.433 | -197.1934 | -3887.2711 | 0.4 | 0.2 | 1 | 1.2572 | 23.7941 | 2.9706 | 0.12 | 0.16901 | 719.63 | 43.1085 | 776.2612 | 0.71 | 108.8 | 1671.13
AE_ADU |  | SDGE | CZ10 | 625 | All-Electric Code Minimum | Std | All Electric | Mixed-fuel | -951.5 | 43.1085 | -4692.048 | -4887.1142 | -4310.433 | -258.5732 | -5967.5636 | 0.4 | 0.2 | 1 | 0.81895 | 18.1459 | 2.9706 | 0.12 | 0.16901 | 719.63 | 43.1085 | 1043.4005 | 0.71 | 108.8 | 1671.13
AE_EE_ADU |  | SCE/SCG | CZ10 | 625 | All-Electric Efficiency | Std | All Electric | Mixed-fuel | -824.52 | 43.1085 | -5820.7013 | -5262.2467 | -4546.8473 | -155.9712 | -2958.684 | 4.6 | 2.4 | 2 | 1.7786 | 37.3191 | 7.7159 | 0.14 | 0.19718 | 719.63 | 43.1085 | 776.2612 | 0.71 | 108.8 | 1544.15
AE_EE_ADU |  | SDGE | CZ10 | 625 | All-Electric Efficiency | Std | All Electric | Mixed-fuel | -824.52 | 43.1085 | -5820.7013 | -5262.2467 | -4546.8473 | -204.546 | -4659.8655 | 4.6 | 2.4 | 2 | 1.1293 | 28.4567 | 7.7159 | 0.14 | 0.19718 | 719.63 | 43.1085 | 1043.4005 | 0.71 | 108.8 | 1544.15
AE_EE_NEEA_ADU2 |  | SCE/SCG | CZ10 | 625 | All-Electric Efficiency + High Efficiency Equipment | Std | All Electric | Mixed-fuel | -711.99 | 43.1085 | #N/A | #N/A | #N/A | -115.2659 | -2041.7425 | 7.3 | 3.8 | 3.5 | #N/A | #N/A | #N/A | 0.17 | 0.23944 | 719.63 | 43.1085 | 776.2612 | 0.71 | 108.8 | 1431.62
AE_EE_NEEA_ADU2 |  | SDGE | CZ10 | 625 | All-Electric Efficiency + High Efficiency Equipment | Std | All Electric | Mixed-fuel | -711.99 | 43.1085 | #N/A | #N/A | #N/A | -155.4031 | -3470.3904 | 7.3 | 3.8 | 3.5 | #N/A | #N/A | #N/A | 0.17 | 0.23944 | 719.63 | 43.1085 | 1043.4005 | 0.71 | 108.8 | 1431.62
AE_EE_PV_ADU |  | SCE/SCG | CZ10 | 625 | All-Electric Efficiency + PV | Std | All Electric | Mixed-fuel | 719.6305 | 43.1085 | -3348.6044 | -1956.1872 | -1674.8387 | 24.2152 | 1100.2586 | 4.6 | 14.4 | 5.4 | >1 | -138.2853 | >1 | 0.21 | 0.29577 | 719.63 | 43.1085 | 776.2612 | 0.71 | 108.8 | -0.00051814
AE_EE_PV_ADU |  | SDGE | CZ10 | 625 | All-Electric Efficiency + PV | Std | All Electric | Mixed-fuel | 719.6305 | 43.1085 | -3348.6044 | -1956.1872 | -1674.8387 | -58.2488 | -1118.829 | 4.6 | 14.4 | 5.4 | 1.7484 | 57.488 | >1 | 0.21 | 0.29577 | 719.63 | 43.1085 | 1043.4005 | 0.71 | 108.8 | -0.00051814
AE_EE_PV_BasicBat_ADU |  | SCE/SCG | CZ10 | 625 | All-Electric Efficiency, PV, + Battery (Basic) | Std | All Electric | Mixed-fuel | 699.7261 | 43.1085 | 2208.4765 | 9679.1478 | 8984.7835 | 606.3342 | 14213.2812 | 4.6 | 29.8 | 25.3 | 1.4684 | 3.6423 | 1.1305 | 0.58 | 0.8169 | 719.63 | 43.1085 | 776.2612 | 0.71 | 108.8 | 19.9039
AE_EE_PV_BasicBat_ADU |  | SDGE | CZ10 | 625 | All-Electric Efficiency, PV, + Battery (Basic) | Std | All Electric | Mixed-fuel | 699.7261 | 43.1085 | 2208.4765 | 9679.1478 | 8984.7835 | 819.72 | 20131.8856 | 4.6 | 29.8 | 25.3 | 2.0799 | 2.6942 | 1.1305 | 0.58 | 0.8169 | 719.63 | 43.1085 | 1043.4005 | 0.71 | 108.8 | 19.9039
MF_EE_PV_BasicBat2_ADU |  | SCE/SCG | CZ10 | 625 | Mixed Fuel Efficiency, PV, + Battery (Basic) | Std | Mixed-fuel | Mixed-fuel | 729.4234 | 0.1553 | 6725.7911 | 13188.1474 | 12009.7287 | 537.3353 | 12106.0533 | 0.6 | 19.9 | 19 | 0.91795 | 12.5169 | 0.64957 | 0.36 | 0.50704 | 719.63 | 43.1085 | 776.2612 | 0.71 | 108.8 | -9.7934
MF_EE_PV_BasicBat2_ADU |  | SDGE | CZ10 | 625 | Mixed Fuel Efficiency, PV, + Battery (Basic) | Std | Mixed-fuel | Mixed-fuel | 729.4234 | 0.1553 | 6725.7911 | 13188.1474 | 12009.7287 | 812.5669 | 19669.7198 | 0.6 | 19.9 | 19 | 1.4915 | 8.2772 | 0.64957 | 0.36 | 0.50704 | 719.63 | 43.1085 | 1043.4005 | 0.71 | 108.8 | -9.7934
AE_ADU |  | PGE | CZ11 | 625 | All-Electric Code Minimum | Std | All Electric | Mixed-fuel | -1208.869 | 71.1233 | -4692.048 | -4887.1142 | -4310.433 | -237.9618 | -4859.1827 | 2.1 | 1.2 | 4.6 | 1.0057 | 19.7177 | 3.7222 | 0.22 | 0.23404 | 867.931 | 71.1233 | 981.9563 | 0.94 | 150.6 | 2076.8
AE_EE_ADU |  | PGE | CZ11 | 625 | All-Electric Efficiency | Std | All Electric | Mixed-fuel | -909.959 | 71.1233 | -5420.7013 | -4813.0843 | -4146.8473 | -144.5588 | -2729.7455 | 8.6 | 5.1 | 7 | 1.7632 | 37.4982 | >1 | 0.27 | 0.28723 | 867.931 | 71.1233 | 981.9563 | 0.94 | 150.6 | 1777.89
AE_EE_NEEA_ADU2 |  | PGE | CZ11 | 625 | All-Electric Efficiency + High Efficiency Equipment | Std | All Electric | Mixed-fuel | -747.389 | 71.1233 | #N/A | #N/A | #N/A | -94.6284 | -1591.4113 | 11.2 | 6.8 | 8.6 | #N/A | #N/A | #N/A | 0.31 | 0.32979 | 867.931 | 71.1233 | 981.9563 | 0.94 | 150.6 | 1615.32
AE_EE_PV_ADU |  | PGE | CZ11 | 625 | All-Electric Efficiency + PV | Std | All Electric | Mixed-fuel | 867.9307 | 71.1233 | -2228.2393 | -543.6443 | -437.94 | 14.901 | 905.6834 | 8.6 | 15.6 | 9.6 | >1 | -149.5358 | >1 | 0.33 | 0.35106 | 867.931 | 71.1233 | 981.9563 | 0.94 | 150.6 | 0.00025785
AE_EE_PV_BasicBat_ADU |  | PGE | CZ11 | 625 | All-Electric Efficiency, PV, + Battery (Basic) | Std | All Electric | Mixed-fuel | 851.6121 | 71.1233 | 3357.5339 | 11130.0624 | 10255.0161 | 625.9993 | 14837.7424 | 8.6 | 31.1 | 25 | 1.3331 | 5.3635 | 1.3122 | 0.7 | 0.74468 | 867.931 | 71.1233 | 981.9563 | 0.94 | 150.6 | 16.3189
MF_EE_PV_BasicBat2_ADU |  | PGE | CZ11 | 625 | Mixed Fuel Efficiency, PV, + Battery (Basic) | Std | Mixed-fuel | Mixed-fuel | 870.705 | 9.6057 | 7519.539 | 14163.8887 | 12867.1733 | 648.7495 | 14922.0373 | 3 | 21.4 | 17.6 | 1.0535 | 11.5908 | 0.81317 | 0.41 | 0.43617 | 867.931 | 71.1233 | 981.9563 | 0.94 | 150.6 | -2.774
AE_ADU |  | PGE | CZ12 | 625 | All-Electric Code Minimum | Std | All Electric | Mixed-fuel | -1183.3 | 68.7477 | -4692.048 | -4887.1142 | -4310.433 | -317.5501 | -6705.3309 | 2.3 | 1.3 | 4.6 | 0.72884 | 14.7758 | 3.2072 | 0.21 | 0.21429 | 3593.67 | 68.7477 | 1413.999 | 0.98 | 219.21 | 4776.97
AE_EE_ADU |  | PGE | CZ12 | 625 | All-Electric Efficiency | Std | All Electric | Mixed-fuel | -980.13 | 68.7477 | -5420.7013 | -4813.0843 | -4146.8473 | -247.2369 | -5102.3039 | 8 | 4.6 | 6.6 | 0.94332 | 21.9251 | >1 | 0.26 | 0.26531 | 3593.67 | 68.7477 | 1413.999 | 0.98 | 219.21 | 4573.8
AE_EE_NEEA_ADU2 |  | PGE | CZ12 | 625 | All-Electric Efficiency + High Efficiency Equipment | Std | All Electric | Mixed-fuel | -822.45 | 68.7477 | #N/A | #N/A | #N/A | -198.1859 | -3984.0192 | 11.6 | 6.6 | 8.3 | #N/A | #N/A | #N/A | 0.29 | 0.29592 | 3593.67 | 68.7477 | 1413.999 | 0.98 | 219.21 | 4416.12
AE_EE_PV_ADU |  | PGE | CZ12 | 625 | All-Electric Efficiency + PV | Std | All Electric | Mixed-fuel | 3593.67 | 68.7477 | 2563.9208 | 5865.1526 | 5129.449 | 513.665 | 12245.0384 | 8 | 16.5 | 9.3 | 2.0878 | 4.9914 | 2.7161 | 0.4 | 0.40816 | 3593.67 | 68.7477 | 1413.999 | 0.98 | 219.21 | 4.8814e-05
AE_EE_PV_BasicBat_ADU |  | PGE | CZ12 | 625 | All-Electric Efficiency, PV, + Battery (Basic) | Std | All Electric | Mixed-fuel | 3571.7327 | 68.7477 | 8103.2021 | 17476.6832 | 15768.3922 | 1072.5973 | 24987.797 | 8 | 32.2 | 24.4 | 1.4298 | 7.5547 | 1.3254 | 0.74 | 0.7551 | 3593.67 | 68.7477 | 1413.999 | 0.98 | 219.21 | 21.9373
MF_EE_PV_BasicBat2_ADU |  | PGE | CZ12 | 625 | Mixed Fuel Efficiency, PV, + Battery (Basic) | Std | Mixed-fuel | Mixed-fuel | 3594.4653 | 8.6809 | 12235.3956 | 20470.641 | 18345.9151 | 1091.858 | 25011.9313 | 2.7 | 21.8 | 16.7 | 1.2218 | 11.206 | 0.98159 | 0.46 | 0.46939 | 3593.67 | 68.7477 | 1413.999 | 0.98 | 219.21 | -0.79534
AE_ADU |  | PGE | CZ13 | 625 | All-Electric Code Minimum | Std | All Electric | Mixed-fuel | -1610.931 | 111.985 | -1154.1962 | -489.2049 | -347.3472 | -240.4435 | -4403.965 | 1.3 | 0.7 | 3.1 | 0.11108 | 4.8003 | 1.1232 | 0.43 | 0.38393 | 256.649 | 111.985 | 942.7689 | 1.12 | 151.82 | 1867.58
AE_EE_ADU |  | PGE | CZ13 | 625 | All-Electric Efficiency | Std | All Electric | Mixed-fuel | -1325.471 | 111.985 | 237.5223 | 1584.1883 | 1554.9953 | -150.2043 | -2346.656 | 7.7 | 4.6 | 5.5 | 0 | -1.5813 | 1.011 | 0.48 | 0.42857 | 256.649 | 111.985 | 942.7689 | 1.12 | 151.82 | 1582.12
AE_EE_NEEA_ADU2 |  | PGE | CZ13 | 625 | All-Electric Efficiency + High Efficiency Equipment | Std | All Electric | Mixed-fuel | -1184.411 | 111.985 | #N/A | #N/A | #N/A | -106.2062 | -1343.5687 | 10.2 | 6.2 | 6.9 | #N/A | #N/A | #N/A | 0.51 | 0.45536 | 256.649 | 111.985 | 942.7689 | 1.12 | 151.82 | 1441.06
AE_EE_PV_ADU |  | PGE | CZ13 | 625 | All-Electric Efficiency + PV | Std | All Electric | Mixed-fuel | 256.6501 | 111.985 | 2962.5264 | 5228.4734 | 4720.824 | -6.4872 | 929.8639 | 7.7 | 14 | 7.8 | 0.17785 | -456.6734 | 1.3101 | 0.53 | 0.47321 | 256.649 | 111.985 | 942.7689 | 1.12 | 151.82 | -0.00112
AE_EE_PV_BasicBat_ADU |  | PGE | CZ13 | 625 | All-Electric Efficiency, PV, + Battery (Basic) | Std | All Electric | Mixed-fuel | 248.9712 | 111.985 | 8562.0588 | 16920.5809 | 15429.7651 | 629.2192 | 15422.9496 | 7.7 | 29.8 | 25.1 | 0.91149 | 13.6074 | 0.90222 | 0.91 | 0.8125 | 256.649 | 111.985 | 942.7689 | 1.12 | 151.82 | 7.6778
MF_EE_PV_BasicBat2_ADU |  | PGE | CZ13 | 625 | Mixed Fuel Efficiency, PV, + Battery (Basic) | Std | Mixed-fuel | Mixed-fuel | 273.4549 | 0 | 6241.9809 | 12455.346 | 11382.9443 | 539.7444 | 12305.3065 | 2.2 | 15.6 | 14.5 | 0.98795 | 11.5647 | 0.67128 | 0.32 | 0.28571 | 256.649 | 111.985 | 942.7689 | 1.12 | 151.82 | -16.8059
AE_ADU |  | SCE/SCG | CZ14 | 625 | All-Electric Code Minimum | Std | All Electric | Mixed-fuel | -1713.8 | 115.042 | -1154.1962 | -489.2049 | -347.3472 | -397.8245 | -7605.5754 | 1.2 | 0.7 | 3.5 | 0.064322 | 2.9013 | 0.64249 | 0.42 | 0.33333 | 3471.9 | 115.042 | 1353.6936 | 1.26 | 234.31 | 5185.7
AE_ADU |  | SDGE | CZ14 | 625 | All-Electric Code Minimum | Std | All Electric | Mixed-fuel | -1713.8 | 115.042 | -1154.1962 | -489.2049 | -347.3472 | -537.6307 | -11814.578 | 1.2 | 0.7 | 3.5 | 0.041407 | 2.1468 | 0.64249 | 0.42 | 0.33333 | 3471.9 | 115.042 | 1737.442 | 1.26 | 234.31 | 5185.7
AE_EE_ADU |  | SCE/SCG | CZ14 | 625 | All-Electric Efficiency | Std | All Electric | Mixed-fuel | -1394.67 | 115.042 | 559.5168 | 1945.7578 | 1876.9898 | -297.1954 | -5338.769 | 8.4 | 5 | 6.3 | 0 | -1.8827 | 0.76327 | 0.49 | 0.38889 | 3471.9 | 115.042 | 1353.6936 | 1.26 | 234.31 | 4866.57
AE_EE_ADU |  | SDGE | CZ14 | 625 | All-Electric Efficiency | Std | All Electric | Mixed-fuel | -1394.67 | 115.042 | 559.5168 | 1945.7578 | 1876.9898 | -410.8997 | -8747.1308 | 8.4 | 5 | 6.3 | 0 | -1.3617 | 0.76327 | 0.49 | 0.38889 | 3471.9 | 115.042 | 1737.442 | 1.26 | 234.31 | 4866.57
AE_EE_NEEA_ADU2 |  | SCE/SCG | CZ14 | 625 | All-Electric Efficiency + High Efficiency Equipment | Std | All Electric | Mixed-fuel | -1220.57 | 115.042 | #N/A | #N/A | #N/A | -240.5794 | -4063.4172 | 11.4 | 6.8 | 8 | #N/A | #N/A | #N/A | 0.53 | 0.42063 | 3471.9 | 115.042 | 1353.6936 | 1.26 | 234.31 | 4692.47
AE_EE_NEEA_ADU2 |  | SDGE | CZ14 | 625 | All-Electric Efficiency + High Efficiency Equipment | Std | All Electric | Mixed-fuel | -1220.57 | 115.042 | #N/A | #N/A | #N/A | -350.1466 | -7276.638 | 11.4 | 6.8 | 8 | #N/A | #N/A | #N/A | 0.53 | 0.42063 | 3471.9 | 115.042 | 1737.442 | 1.26 | 234.31 | 4692.47
AE_EE_PV_ADU |  | SCE/SCG | CZ14 | 625 | All-Electric Efficiency + PV | Std | All Electric | Mixed-fuel | 3471.8993 | 115.042 | 7783.3698 | 11606.5799 | 10269.4472 | 541.5022 | 13554.0335 | 8.4 | 17 | 9.6 | 1.1678 | 14.3737 | 1.6778 | 0.69 | 0.54762 | 3471.9 | 115.042 | 1353.6936 | 1.26 | 234.31 | 0.00067051
AE_EE_PV_ADU |  | SDGE | CZ14 | 625 | All-Electric Efficiency + PV | Std | All Electric | Mixed-fuel | 3471.8993 | 115.042 | 7783.3698 | 11606.5799 | 10269.4472 | 559.9875 | 14752.6194 | 8.4 | 17 | 9.6 | 1.2711 | 13.8992 | 1.6778 | 0.69 | 0.54762 | 3471.9 | 115.042 | 1737.442 | 1.26 | 234.31 | 0.00067051
AE_EE_PV_BasicBat_ADU |  | SCE/SCG | CZ14 | 625 | All-Electric Efficiency, PV, + Battery (Basic) | Std | All Electric | Mixed-fuel | 3454.547 | 115.042 | 13337.1201 | 23237.4607 | 20925.2 | 1179.3478 | 27922.3733 | 8.4 | 30.2 | 26.8 | 1.2016 | 11.3089 | 1.1111 | 1.08 | 0.85714 | 3471.9 | 115.042 | 1353.6936 | 1.26 | 234.31 | 17.353
AE_EE_PV_BasicBat_ADU |  | SDGE | CZ14 | 625 | All-Electric Efficiency, PV, + Battery (Basic) | Std | All Electric | Mixed-fuel | 3454.547 | 115.042 | 13337.1201 | 23237.4607 | 20925.2 | 1486.4251 | 37176.4928 | 8.4 | 30.2 | 26.8 | 1.5999 | 8.9726 | 1.1111 | 1.08 | 0.85714 | 3471.9 | 115.042 | 1737.442 | 1.26 | 234.31 | 17.353
MF_EE_PV_BasicBat2_ADU |  | SCE/SCG | CZ14 | 625 | Mixed Fuel Efficiency, PV, + Battery (Basic) | Std | Mixed-fuel | Mixed-fuel | 3498.6343 | 0 | 11216.141 | 19038.4908 | 17109.6864 | 1006.4232 | 22671.0502 | 3.2 | 14.7 | 14.5 | 1.1908 | 11.1446 | 0.97668 | 0.46 | 0.36508 | 3471.9 | 115.042 | 1353.6936 | 1.26 | 234.31 | -26.7343
MF_EE_PV_BasicBat2_ADU |  | SDGE | CZ14 | 625 | Mixed Fuel Efficiency, PV, + Battery (Basic) | Std | Mixed-fuel | Mixed-fuel | 3498.6343 | 0 | 11216.141 | 19038.4908 | 17109.6864 | 1345.6303 | 32570.1856 | 3.2 | 14.7 | 14.5 | 1.7108 | 8.3352 | 0.97668 | 0.46 | 0.36508 | 3471.9 | 115.042 | 1737.442 | 1.26 | 234.31 | -26.7343
AE_ADU |  | SCE/SCG | CZ15 | 625 | All-Electric Code Minimum | Std | All Electric | Mixed-fuel | -863.572 | 35.6924 | -4316.1198 | -4846.5971 | -4316.1198 | -179.1297 | -3566.3828 | 0 | 0 | 0 | 1.359 | 24.0949 | 2.7837 | 0.09 | 0.12676 | 518.218 | 35.6924 | 917.262 | 0.71 | 121.51 | 1381.79
AE_EE_ADU |  | SCE/SCG | CZ15 | 625 | All-Electric Efficiency | Std | All Electric | Mixed-fuel | -505.162 | 35.6924 | -5044.7731 | -4772.5673 | -4152.5341 | -70.0869 | -1110.0447 | 6.5 | 4 | 2.2 | 4.2994 | 71.9789 | >1 | 0.14 | 0.19718 | 518.218 | 35.6924 | 917.262 | 0.71 | 121.51 | 1023.38
AE_EE_NEEA_ADU2 |  | SCE/SCG | CZ15 | 625 | All-Electric Efficiency + High Efficiency Equipment | Std | All Electric | Mixed-fuel | -457.758 | 35.6924 | #N/A | #N/A | #N/A | -62.3273 | -935.25 | 6.7 | 4.2 | 2.6 | #N/A | #N/A | #N/A | 0.14 | 0.19718 | 518.218 | 35.6924 | 917.262 | 0.71 | 121.51 | 975.976
AE_EE_PV_ADU |  | SCE/SCG | CZ15 | 625 | All-Electric Efficiency + PV | Std | All Electric | Mixed-fuel | 518.2186 | 35.6924 | -3409.3666 | -2585.4559 | -2252.5675 | 46.0299 | 1505.644 | 6.5 | 9.9 | 4.4 | >1 | -74.0685 | >1 | 0.18 | 0.25352 | 518.218 | 35.6924 | 917.262 | 0.71 | 121.51 | -0.00056421
AE_EE_PV_BasicBat_ADU |  | SCE/SCG | CZ15 | 625 | All-Electric Efficiency, PV, + Battery (Basic) | Std | All Electric | Mixed-fuel | 541.8035 | 35.6924 | 2249.6252 | 9186.1697 | 8525.4518 | 744.8173 | 17246.7785 | 6.5 | 23.7 | 24.8 | 1.8775 | 3.0204 | 1.2736 | 0.57 | 0.80282 | 518.218 | 35.6924 | 917.262 | 0.71 | 121.51 | -23.5855
MF_EE_PV_BasicBat2_ADU |  | SCE/SCG | CZ15 | 625 | Mixed Fuel Efficiency, PV, + Battery (Basic) | Std | Mixed-fuel | Mixed-fuel | 551.3099 | 0.0102 | 6756.4767 | 13143.4071 | 11980.6702 | 683.0349 | 15386.4196 | 1.8 | 15.5 | 19.2 | 1.1707 | 9.8918 | 0.6766 | 0.37 | 0.52113 | 518.218 | 35.6924 | 917.262 | 0.71 | 121.51 | -33.0919
AE_ADU |  | PGE | CZ16 | 625 | All-Electric Code Minimum | Std | All Electric | Mixed-fuel | -1781.3 | 122.226 | -4692.048 | -4887.1142 | -4310.433 | -401.2392 | -7906.5135 | 0.1 | 0 | 11.2 | 0.61811 | 11.6939 | 2.2741 | 0.42 | 0.32061 | 3686.75 | 122.226 | 1512.5084 | 1.31 | 246.71 | 5468.05
AE_EE_ADU |  | PGE | CZ16 | 625 | All-Electric Efficiency | Std | All Electric | Mixed-fuel | -1383.21 | 122.226 | -5614.2913 | -5030.4677 | -4340.4373 | -284.7684 | -5251.166 | 11.9 | 6.1 | 14.7 | 0.95797 | 19.7153 | >1 | 0.5 | 0.38168 | 3686.75 | 122.226 | 1512.5084 | 1.31 | 246.71 | 5069.96
AE_EE_NEEA_ADU2 |  | PGE | CZ16 | 625 | All-Electric Efficiency + High Efficiency Equipment | Std | All Electric | Mixed-fuel | -1273.39 | 122.226 | #N/A | #N/A | #N/A | -250.0949 | -4460.666 | 16 | 8.2 | 15.7 | #N/A | #N/A | #N/A | 0.53 | 0.40458 | 3686.75 | 122.226 | 1512.5084 | 1.31 | 246.71 | 4960.14
AE_EE_PV_ADU |  | PGE | CZ16 | 625 | All-Electric Efficiency + PV | Std | All Electric | Mixed-fuel | 3686.7506 | 122.226 | 2895.8285 | 6350.5437 | 5546.3666 | 533.2829 | 13399.0909 | 11.9 | 23.5 | 18.3 | 2.1099 | 5.4302 | 2.8464 | 0.69 | 0.52672 | 3686.75 | 122.226 | 1512.5084 | 1.31 | 246.71 | -0.00061432
AE_EE_PV_BasicBat_ADU |  | PGE | CZ16 | 625 | All-Electric Efficiency, PV, + Battery (Basic) | Std | All Electric | Mixed-fuel | 3648.4363 | 122.226 | 8401.0394 | 17916.5103 | 16145.7278 | 1083.8668 | 25951.5205 | 11.9 | 38.8 | 32 | 1.4485 | 7.751 | 1.3595 | 1.02 | 0.77863 | 3686.75 | 122.226 | 1512.5084 | 1.31 | 246.71 | 38.3137
MF_EE_PV_BasicBat2_ADU |  | PGE | CZ16 | 625 | Mixed Fuel Efficiency, PV, + Battery (Basic) | Std | Mixed-fuel | Mixed-fuel | 3679.6426 | 24.0682 | 12059.769 | 20277.281 | 18173.1944 | 1092.9113 | 25237.9617 | 6.3 | 23.8 | 18.3 | 1.2446 | 11.0345 | 0.97129 | 0.56 | 0.42748 | 3686.75 | 122.226 | 1512.5084 | 1.31 | 246.71 | 7.1074
Note on P6: [Threaded comment] Your version of Excel allows you to read this threaded comment; however, any edits to it will get removed if the file is opened in a newer version of Excel. Learn more: https://go.microsoft.com/fwlink/?linkid=870924 Comment: Note this is the sum of savings over 30 years, not average per year.