## Methodology and Metadata
Author Interview / Study Metadata
Official Study Name: | 2025 Cost-effectiveness Study: Multifamily New Construction
Contact for technical questions and quality assurance: | Ada Shen
VERSION CONTROL
What is the date of the latest published version? | n/a
Please provide a link to the above version (static if possible). | n/a
What date was the data in this template updated? | 2025-10-31
Does the data in this template match the latest published version? If not please explain. | No, these are preliminary results that have not yet been published
Is there any data provided in this template that was not included in the study document or its published addenda? If so, please explain. | yes, report not yet published
Are there any planned data fixes, updates, or new versions? If so please explain scope and anticipated timing.
BASIC PARAMETERS
What was the time horizon/study period used? (Example: 15 years, 30 years) | 30 yrs
Which measures/packages had a useful life less than the study period? | Gas Furnace, Air Conditioner, Heat Pump, Dual Fuel Heat Pump
Was a different time horizon used for any measures or packages (explain)? | no
What was the basic unit of analysis for which results are reported? Per dwelling unit, building, sqft, or other (explain). | per unit
Did this hold true for all measure/packages? Prototypes? If not, please explain the exceptions. (Example: "LED lighting measure results were reported on a per lamp basis. We suggest assuming 6 lamps per dwelling unit") | yes
FINANCIAL PARAMETERS
Did the study use a discount rate? | yes
What discount rate was used? | 3%
Which metrics used this discount rate? | lifetime utility cost savings and lifetime incremental cost
Did the study use any type of energy cost escalation for electricity (explain)? | yes, variable by year. See report for details.
Did the study use any type of energy cost escalation for natural gas (explain)? | yes, variable by year. See report for details.
Besides energy cost escalation, did the study assume any other cost inflation (explain)? | no, but some measures assumed a reduced incremental replacement cost due to a maturing market
Did the study assume that the intial costs of any measures/packages were financed? If so, please explain the financing terms. Please note and explain all measures where a different approach to financing was used. (Example: "we did assume initial cost of lighting measures were financed") | yes, 4% over 30 years
Did the study assume interest cost was tax deductible? If so, what tax rate was assumed? | no
Did the study factor in any other tax rebates?
OTHER METHODOLOGY
If GHG emissions were reported, how were they calculated and what emissions factors were used? | calculated from 2025 research version cbecc based on hourly factors
For a given prototype, was each measure identically specified across all climate zones? If not, explain. | no, the heat pump is sized by climate zone
Did the study factor in any residual value for the remaining life of equipment beyond the study period? | yes for measures where replacement costs were assessed and there was remaining life at the end of the 30-year period
Were there any other cases where a different methodology or set of assumptions was used? Please explain these cases. | no
MEASURE/PACKAGE COSTS
Besides the initial cost of a measure/package, did the study assume any replacement or maintenance costs for any measures (explain)? | yes, for measures that had an expected useful life less than the 30-year analysis period (PV)
What cost metrics were reported? Please list them and how they were calculated. | on-bill & 2025 LSC
COMPLIANCE METRICS
What compliance metrics were reported? | n/a
OTHER
What else should we know? | n/a
UPDATES SINCE PREVIOUS VERSION

## Results
INSTRUCTIONS FOR STUDY AUTHORS: 1. Please paste any study data below (starting in row 7) that meets the definitions for each column (row 3). 2. You do not need to provide data for every column. Leave blank or delete any columns that do not apply, were not calculated, or were otherwise outside of the scope of the study. 3. In row 4 provide the metric name(s) that were used in the study, and if different, the metric name you use internally when managing results. 4. In row 5 explain any differences in the methodology used in the study versus our definition and clarify any method details. 5. Include at least 3 significant figures for results values 6. It is OK to change column order. 7. Create new columns to Include any additional metrics you believe are important to report in the cost-effectiveness explorer. Be sure to document the definition. | [23 empty] | NOTE: VNBT is being applied to the STD and ELEC rates for both proposed and base cases.
IDENTIFIERS | [13 empty] | ENERGY SAVINGS |  | COMPLIANCE | [5 empty] | COST |  | COST SAVINGS | [9 empty] | COST-EFFECTIVENESS | [15 empty] | EMISSIONS |  | BASELINE | [15 empty] | PROPOSED
For this column, use any index or unique row label that is used on your system in order to facilitate any future data updates. This field will NOT be used by the Cost-effectivness Explorer team, it is for your convenience only. | Definition | measure or package name | name of basecase | prototype short name | climate zone | Electric Utility | Gas utility | Utility rate is standard. | Utility rate is CARE. | fuel type "all-electric" or "mixed-fuel" referring to the resulting fuel type with the measure, not the baseline | fuel type in the baseline scenario |  | Vintage | annual kWh saved | annual therms saved | efficiency LSC margin | efficiency LSC margin (%) | source energy margin | source energy margin (%) | total LSC margin | total LSC margin (%) | first year incremental cost | npv of all incremental costs including replacement costs and maintenance assumed, and any residual value assumed | utility bill savings from first year of operation using std rate | utility bill savings from first year of operation using elec rate | utility bill savings from first year of operation using NBT rate | sum of utility bill savings over 30-year measure lifetime, with NBT rate, CPUC energy cost escalation, and discounting | sum of utility bill savings over study period including 2025 LSC energy cost escalation, with discounting using std rate | sum of utility bill savings over study period including 2025 LSC energy cost escalation, with discounting using elec rate | sum of CARE utility bill savings over study period including 2025 LSC energy cost escalation, with discounting using std rate | sum of CARE utility bill savings over study period including 2025 LSC energy cost escalation, with discounting using elec rate | sum of utility bill savings over 30-year measure lifetime, with NBT rate, 2025 LSC energy cost escalation, and discounting | annual LSC savings | initial_cost_raw / first_year_bill_savings_std | initial_cost_raw / first_year_bill_savings_elec | Simple payback using NBT rate | On bill benefit to cost ratio, with NBT rate and CPUC escalation | On Bill Benefit to Cost Ratio with 2025 LSC Escalation Rates using std rate | On Bill Benefit to Cost Ratio with 2025 LSC Escalation Rates using elec rate | On Bill Benefit to Cost Ratio with 2025 LSC Escalation Rates using CARE std rate | On Bill Benefit to Cost Ratio with 2025 LSC Escalation Rates using CARE elec rate | On bill benefit to cost ratio, with NBT rate and 2025 LSC escalation | On bill npv, with std rate and 2025 LSC escalation | On bill npv, with elec rate and 2025 LSC escalation | On bill npv, with CARE std rate and 2025 LSC escalation | On bill npv, with CARE elec rate and 2025 LSC escalation | On bill npv, with NBT rate and 2025 LSC escalation | 2025 LSC benefit to cost ratio | 2025 LSC NPV | annual emissions savings converted to MTCO2e | annual emissions savings / baseline annual emissions | annual kwh consumed by prototype in baseline scenario | annual therms consumed by prototype in baseline scenario | annual electric utility bill for prototype in baseline scenario using std rate | annual electric utility bill for prototype in baseline scenario using elec rate | annual electric utility bill for prototype in baseline scenario using NBT rate | annual gas utility bill for prototype in baseline scenario | annual total utility bill for prototype in baseline scenario, using std rate | annual total utility bill for prototype in baseline scenario, using elec rate | annual total utility bill for prototype in baseline scenario, using NBT rate | annual utility bill for prototype in baseline scenario | annual total utility bill for prototype in baseline scenario, using CARE Rate std | annual total utility bill for prototype in baseline scenario, using CARE Rate elec | Base Annual Elec GHG (mtons) | Annual Gas GHG (mtons) | annual ghg emissions from prototype in baseline scenario | annual LSC cost of prototype in baseline scenario | annual electricity use in the proposed scenario | annual gas use in the proposed scenario | annual CAREelectric utility bill for prototype in proposed scenario | annual electric utility bill for prototype in proposed scenario using elec rate | annual electric utility bill for prototype in proposed scenario | annual electric utility bill for prototype in proposed scenario using elec rate | annual electric utility bill for prototype in proposed scenario using NBT rate | annual gas utility bill for prototype in proposed scenario | annual gas CARE utility bill for prototype in proposed scenario | annual total utility bill for prototype in proposed scenario | annual total utility bill for prototype in proposed scenario, using elec rate | annual total utility bill for prototype in proposed scenario, using NBT rate | annual total CARE utility bill for prototype in proposed scenario | annual total CARE utility bill for prototype in proposed scenario, using elec rate |  |  | annual ghg emissions from prototype in proposed scenario | annual LSC cost of prototype in proposed scenario
row index/lookup/unique identifier | Equivalent metric name as reported in study |  | Baseline Name | Prototype | [9 empty] | Annual Electricity Savings (kWh) | Annual Gas Savings (therm) | Efficiency LSC ($/yr) | Efficiency LSC (LSCe) Margin (%) | Source Energy Margin | Source Energy Margin (%) | Total LSC Margin | Total LSC Margin (%) | First Year Incremental Cost | Lifetime Incremental Cost | First year Utility Cost Savings Std Rate | First year Utility Cost Savings Elec Rate | First Year Utility Cost Savings, NBT Rate ($) | Lifetime Utility Cost Savings, NBT Rate and CPUC Escalation (2025$) | Lifetime Utility Cost Savings with 2025 LSC Escalation rates using std rate | Lifetime Utility Cost Savings with 2025 LSC Escalation rates using elec rate | Lifetime CARE Utility Cost Savings with 2025 LSC Escalation rates using std rate | Lifetime CARE Utility Cost Savings with 2025 LSC Escalation rates using elec rate | Lifetime Utility Cost Savings, NBT Rate and 2025 LSC Escalation (2025$) | LSC Savings | Calculation | Calculation | Calculation | On-Bill B/C Ratio, NBT Rate and CPUC Escalation | On-Bill B/C Ratio with 2025 LSC Escalation rates using std rate | On-Bill B/C Ratio with 2025 LSC Escalation rates using elec rate | On-Bill B/C Ratio with 2025 LSC Escalation rates using CARE std rate | On-Bill B/C Ratio with 2025 LSC Escalation rates using CARE elec rate | On-Bill B/C Ratio, NBT Rate and 2025 LSC Escalation | On-Bill Net Present Value, Standard Rate and 2025 LSC Escalation (2025$) | On-Bill Net Present Value, Electric Rate and 2025 LSC Escalation (2025$) | On-Bill Net Present Value, CARE Standard Rate and 2025 LSC Escalation (2025$) | On-Bill Net Present Value, CARE Electric Rate and 2025 LSC Escalation (2025$) | On-Bill Net Present Value, NBT Rate and 2025 LSC Escalation (2025$) | 2025 LSC B/C Ratio | 30-year LSC cost-effectiveness | Annual GHG Savings (mtons) | %CO2 Savings | Base Annual Electricity (kWh) | Base Annual Gas (therm) | Base First Year Electricity Cost, Standard Rate ($) | Base First Year Electricity Cost, Electric Rate ($) | Base First Year Electricity Cost, NBT Rate ($) | Base First Year Gas Cost ($) | Base Total Utility Bill, Standard Rate ($) | Base Total Utility Bill, Electric Rate ($) | Base Total Utility Bill, NBT Rate ($) | Base Total Utility Bill | First year Utility Cost Savings Std CARE Rate | First year Utility Cost Savings CARE Rate | Base Annual Elec GHG (mtons) | Annual Gas GHG (mtons) | Base Annual GHG (mtons) | Base Annual LSC ($/yr) | Proposed Annual Electricity (kWh) | Proposed Annual Gas (therm) | Proposed First Year CARE Electricity Cost ($) | Proposed First Year CARE Electricity Cost, Electric Rate ($) | Proposed First Year Electricity Cost ($) | Proposed First Year Electricity Cost, Electric Rate ($) | Proposed First Year Electricity Cost, NBT Rate ($) | Proposed First Year Gas Cost ($) | Proposed First Year CARE Gas Cost ($) | Proposed Total Utility Bill, Standard Rate ($) | Proposed Total Utility Bill, Electric Rate ($) | Proposed Total Utility Bill, NBT Rate ($) | Proposed Total CARE Utility Bill, Standard Rate ($) | Proposed Total CARE Utility Bill, Electric Rate ($) | Annual Elec GHG (mtons) | Annual Gas GHG (mtons) | Proposed Annual GHG (mtons) | Proposed Annual 2025 LSC ($)
| Note any methodological idiosyncrancies or discrepancies here | [52 empty] | First Year Elec Cost Std Rate | First Year Elec Cost Elec Rate |  | First Year Gas Cost
| Explorer Standardized column name (do not edit) | measure | baseline_name | prototype | climate_zone | Electric Utility | Gas Utility |  |  | fuel_type | baseline_fuel_type | # Units | vintage | kwh_savings | therms_savings | eff_LSC_margin | eff_LSC_margin_pct | Source_margin | Source_margin_pct | total_LSC_margin | total_LSC_margin_pct | initial_cost_raw | npv_lifecycle_cost | first_year_bill_savings_std | first_year_bill_savings_elec | first_year_bill_savings_NBT | lifetime_bill_savings_CPUC_NBT | annual_bill_savings_avg_2025_LSC_std | annual_bill_savings_avg_2025_LSC_elec | annual_CARE_bill_savings_avg_2025_LSC_std | annual_CARE_bill_savings_avg_2025_LSC_elec | lifetime_bill_savings_2025LSC_NBT | lsc_savings | simple_payback_std | simple_payback_elec | simple_payback_NBT | on_bill_cost_ratio_CPUC_NBT | on_bill_cost_ratio_2025_LSC_std | on_bill_cost_ratio_2025_LSC_elec | on_bill_cost_ratio_2025_LSC_CARE_std | on_bill_cost_ratio_2025_LSC_CARE_elec | on_bill_cost_ratio_2025LSC_NBT | on_bill_NPV_2025LSC_std | on_bill_NPV_2025LSC_elec | on_bill_NPV_CARE_2025LSC_std | on_bill_NPV_CARE_2025LSC_elec | on_bill_NPV_2025LSC_NBT | lsc2025_benefit_to_cost_ratio | lsc_lifecycle_cost | emissions_savings | emissions_savings_pct | base_kwh | base_therms | base_utilityelecbill_std | base_utilityelecbill_elec | base_utilityelecbill_NBT | base_utilitygasbill | base_utilitybill_std | base_utilitybill_elec | base_utilitybill_NBT | base_utilitybill |  |  |  |  | base_GHG | base_2025LSC | annualkwh_Proposed | proposed_therms | proposed_utilityelecbill_CARE_std | proposed_utilityelecbill_CARE_elec | proposed_utilityelecbill_std | proposed_utilityelecbill_elec | base_utilityelecbill_NBT | proposed_utilitygasbill | proposed_CARE_utilitygasbill | proposed_utilitybill_std | proposed_utilitybill_elec | base_utilitybill_NBT | proposed_utilitybill_CARE_std | proposed_utilitybill_CARE_elec |  |  | proposed_GHG | proposed_2025LSC
mr-base-ae-2025 |  | All-electric | All-electric | 112641 | CZ01 | PGE | PGE | Std |  | All Electric | Mixed-fuel | 88 | NC | -871.5795 | 124.0777 | 9271.5959 | 18.98% | 12.35% |  | 9271.6343 |  | -4453.9438 | -5766.0011 | -123.494 | 211.9194 |  |  | 4205.3307 | 11560.3684 | 4730.3726 | 13104.6548 |  | 9271.6343 | 36.0661 | -21.0172 |  |  | >1 | >1 | >1 | >1 |  | 9971.3319 | 17326.3695 | 10496.3738 | 18870.6559 |  | >1 | 15037.6354 | 0.66864 | 47.15% | 4377.0568 | 150.5682 | 1406.1862 | 1435.1108 | #N/A | 282.4805 | 1688.6667 | 1717.5913 |  | 1688.6667 | 907.9813 | 878.8791 | 0.5283 | 0.88989 | 1.4182 | 48846.7697 | 5248.6364 | 26.4905 | 1009.5965 | 631.5329 | 1812.1607 | 1505.6719 |  | 0 | 0 | 1812.1607 | 1505.6719 |  | 1009.5965 | 631.5329 | 0.60477 | 0.14477 | 0.74955 | 39575.1353
mr-base-ae-2025 |  | All-electric | All-electric | 112641 | CZ02 | PGE | PGE | Std |  | All Electric | Mixed-fuel | 88 | NC | -796.1023 | 115.419 | 9141.2613 | 20.87% | 14.14% |  | 9141.3292 |  | -444.9032 | -441.0718 | -112.402 | 187.3719 |  |  | 3888.5331 | 8124.2147 | 4423.9001 | 11923.5405 |  | 9141.3292 | 3.9581 | -2.3744 |  |  | >1 | >1 | >1 | >1 |  | 4329.6049 | 8565.2865 | 4864.9719 | 12364.6123 |  | >1 | 9582.401 | 0.62057 | 47.84% | 3534.0455 | 136.5557 | 1280.5106 | 1403.7811 | #N/A | 259.509 | 1540.0196 | 1663.2901 |  | 1540.0196 | 765.3167 | 797.6572 | 0.48852 | 0.80852 | 1.297 | 43797.8928 | 4330.1477 | 21.1367 | 855.4096 | 575.2356 | 1652.4215 | 1475.9181 |  | 0 | 0 | 1652.4215 | 1475.9181 |  | 855.4096 | 575.2356 | 0.56102 | 0.11545 | 0.67648 | 34656.5637
mr-base-ae-2025 |  | All-electric | All-electric | 112641 | CZ03 | PGE | PGE | Std |  | All Electric | Mixed-fuel | 88 | NC | -792.9659 | 113.9564 | 8580.6701 | 19.05% | 12.7% |  | 8580.6842 |  | -444.9032 | -441.0718 | -116.8809 | 176.5023 |  |  | 3671.5466 | 8282.5332 | 4283.8462 | 11608.0508 |  | 8580.6842 | 3.8065 | -2.5207 |  |  | >1 | >1 | >1 | >1 |  | 4112.6185 | 8723.605 | 4724.918 | 12049.1226 |  | >1 | 9021.756 | 0.61034 | 47.62% | 3986.75 | 128.767 | 1322.1062 | 1423.3468 | #N/A | 255.1942 | 1577.3004 | 1678.541 |  | 1577.3004 | 807.1222 | 825.1568 | 0.51648 | 0.76523 | 1.2817 | 45040.5279 | 4779.7159 | 14.8107 | 898.4882 | 611.3188 | 1694.1813 | 1502.0387 |  | 0 | 0 | 1694.1813 | 1502.0387 |  | 898.4882 | 611.3188 | 0.59045 | 0.080909 | 0.67136 | 36459.8437
mr-base-ae-2025 |  | All-electric | All-electric | 112641 | CZ04 | PGE | PGE | Std |  | All Electric | Mixed-fuel | 88 | NC | -776.4091 | 110.3765 | 8646.8608 | 19.92% | 13.09% |  | 8646.8608 |  | -444.9032 | -441.0718 | -120.4437 | 163.6032 |  |  | 3357.0799 | 7289.5391 | 3990.413 | 11096.7247 |  | 8646.8608 | 3.6939 | -2.7194 |  |  | >1 | >1 | >1 | >1 |  | 3798.1517 | 7730.6109 | 4431.4848 | 11537.7965 |  | >1 | 9087.9326 | 0.59 | 46.99% | 3516.7727 | 129.5818 | 1397.1391 | 1517.318 | #N/A | 246.172 | 1643.3111 | 1763.49 |  | 1643.3111 | 810.8915 | 841.2549 | 0.48773 | 0.76773 | 1.2555 | 43404.8013 | 4293.1818 | 19.2053 | 904.9438 | 639.1829 | 1763.7547 | 1599.8868 |  | 0 | 0 | 1763.7547 | 1599.8868 |  | 904.9438 | 639.1829 | 0.56057 | 0.10489 | 0.66545 | 34757.9406
mr-base-ae-2025 |  | All-electric | All-electric | 112641 | CZ04 | CPAU | CPAU | Std |  | All Electric | Mixed-fuel | 88 | NC | -776.4091 | 110.3765 | 8646.8608 | 19.92% | 13.09% |  | 8646.8608 |  | -444.9032 | -441.0718 | 291.2727 | 291.2727 |  |  | 18088.712 | 18088.712 | 0 | 0 |  | 8646.8608 | -1.5274 | -1.5274 |  |  | >1 | >1 | >1 | >1 |  | 18529.7838 | 18529.7838 | 441.0718 | 441.0718 |  | >1 | 9087.9326 | 0.59 | 46.99% | 3516.7727 | 129.5818 | 154.5754 | 154.5754 | #N/A | 437.3333 | 591.9087 | 591.9087 |  | 591.9087 | 0 | 0 | 0.48773 | 0.76773 | 1.2555 | 43404.8013 | 4293.1818 | 19.2053 | 0 | 0 | 300.636 | 300.636 |  | 0 | 0 | 300.636 | 300.636 |  | 0 | 0 | 0.56057 | 0.10489 | 0.66545 | 34757.9406
mr-base-ae-2025 |  | All-electric | All-electric | 112641 | CZ05 | PGE | PGE | Std |  | All Electric | Mixed-fuel | 88 | NC | -798.0568 | 114.5725 | 8754.2089 | 20.45% | 14.54% |  | 8754.2537 |  | -444.9032 | -441.0718 | -116.0388 | 178.0981 |  |  | 3719.0098 | 8224.4539 | 4325.0296 | 11670.5683 |  | 8754.2537 | 3.8341 | -2.4981 |  |  | >1 | >1 | >1 | >1 |  | 4160.0816 | 8665.5257 | 4766.1015 | 12111.6401 |  | >1 | 9195.3255 | 0.61523 | 48.89% | 3720.7841 | 129.3864 | 1264.8596 | 1371.2519 | #N/A | 256.2681 | 1521.1277 | 1627.52 |  | 1521.1277 | 767.3204 | 788.7187 | 0.48943 | 0.76898 | 1.2584 | 42807.036 | 4518.8409 | 14.8139 | 858.1059 | 573.4113 | 1637.1665 | 1449.4219 |  | 0 | 0 | 1637.1665 | 1449.4219 |  | 858.1059 | 573.4113 | 0.56227 | 0.080909 | 0.64318 | 34052.7823
mr-base-ae-2025 |  | All-electric | All-electric | 112641 | CZ05 | PGE | SCE_SCG | Std |  | All Electric | Mixed-fuel | 88 | NC | -798.0568 | 114.5725 | 8754.2089 | 20.45% | 14.54% |  | 8754.2537 |  | -444.9032 | -441.0718 | -251.387 | 42.7498 |  |  | -2963.9639 | 1541.4802 | -4065.278 | 3280.2607 |  | 8754.2537 | 1.7698 | -10.4071 |  |  | 0.14881 | >1 | 0.1085 | >1 |  | -2522.8921 | 1982.552 | -3624.2061 | 3721.3325 |  | >1 | 9195.3255 | 0.61523 | 48.89% | 3720.7841 | 129.3864 | 1264.8596 | 1371.2519 | #N/A | 120.9199 | 1385.7795 | 1492.1718 |  | 1385.7795 | 597.394 | 618.7924 | 0.48943 | 0.76898 | 1.2584 | 42807.036 | 4518.8409 | 14.8139 | 858.1059 | 573.4113 | 1637.1665 | 1449.4219 |  | 0 | 0 | 1637.1665 | 1449.4219 |  | 858.1059 | 573.4113 | 0.56227 | 0.080909 | 0.64318 | 34052.7823
mr-base-ae-2025 |  | All-electric | All-electric | 112641 | CZ06 | SCE_SCG | SCE_SCG | Std |  | All Electric | Mixed-fuel | 88 | NC | -697.0682 | 104.4304 | 8736.0635 | 23.12% | 27.49% |  | 8736.0776 |  | -444.9032 | -441.0718 | -163.1605 | 101.0897 |  |  | -1198.5691 | 2717.2709 | -2701.5979 | 3707.9385 |  | 8736.0776 | 2.7268 | -4.4011 |  |  | 0.368 | >1 | 0.16326 | >1 |  | -757.4973 | 3158.3427 | -2260.5261 | 4149.0103 |  | >1 | 9177.1494 | 0.56648 | 52.1% | 2993.0455 | 109.8676 | 1062.9135 | 1163.9883 | #N/A | 107.0561 | 1169.9695 | 1271.0444 |  | 1169.9695 | 465.163 | 532.8418 | 0.43045 | 0.65682 | 1.0873 | 37784.0154 | 3690.1136 | 5.4373 | 657.6183 | 458.2078 | 1333.1301 | 1169.9547 |  | 0 | 0 | 1333.1301 | 1169.9547 |  | 657.6183 | 458.2078 | 0.49114 | 0.029659 | 0.5208 | 29047.9379
mr-base-ae-2025 |  | All-electric | All-electric | 112641 | CZ07 | SDGE | SDGE | Std |  | All Electric | Mixed-fuel | 88 | NC | -684.7273 | 103.2343 | 8411.1224 | 20.91% | 26.33% |  | 8411.0827 |  | -444.9032 | -441.0718 | -116.8534 | 240.85 |  |  | 3364.8649 | 9966.1481 | 601.9656 | 9145.2738 |  | 8411.0827 | 3.8074 | -1.8472 |  |  | >1 | >1 | >1 | >1 |  | 3805.9368 | 10407.22 | 1043.0374 | 9586.3456 |  | >1 | 8852.1545 | 0.55864 | 51.66% | 3275.2841 | 107.5551 | 1754.2005 | 1836.8244 | #N/A | 243.0838 | 1997.2843 | 2079.9082 |  | 1997.2843 | 1015.4282 | 892.5038 | 0.43784 | 0.64352 | 1.0814 | 40218.8531 | 3960.0114 | 4.3208 | 1186.7599 | 707.8307 | 2114.1376 | 1839.0582 |  | 0 | 0 | 2114.1376 | 1839.0582 |  | 1186.7599 | 707.8307 | 0.49909 | 0.023636 | 0.52273 | 31807.7704
mr-base-ae-2025 |  | All-electric | All-electric | 112641 | CZ08 | SCE_SCG | SCE_SCG | Std |  | All Electric | Mixed-fuel | 88 | NC | -670.1591 | 100.7948 | 8280.7596 | 20.69% | 21.53% |  | 8280.7775 |  | -444.9032 | -441.0718 | -158.5025 | 97.8589 |  |  | -1209.2396 | 2690.6143 | -2673.1834 | 3545.356 |  | 8280.7775 | 2.8069 | -4.5464 |  |  | 0.36475 | >1 | 0.165 | >1 |  | -768.1678 | 3131.6861 | -2232.1115 | 3986.4278 |  | >1 | 8721.8493 | 0.54477 | 49.64% | 3514.0568 | 106.4192 | 1228.6991 | 1322.5512 | #N/A | 102.231 | 1330.9301 | 1424.7823 |  | 1330.9301 | 568.9424 | 631.7613 | 0.46159 | 0.63591 | 1.0975 | 40024.4193 | 4184.2159 | 5.6244 | 756.2383 | 559.927 | 1489.4326 | 1326.9234 |  | 0 | 0 | 1489.4326 | 1326.9234 |  | 756.2383 | 559.927 | 0.52205 | 0.030682 | 0.55273 | 31743.6418
mr-base-ae-2025 |  | All-electric | All-electric | 112641 | CZ09 | SCE_SCG | SCE_SCG | Std |  | All Electric | Mixed-fuel | 88 | NC | -677.75 | 101.6001 | 8412.9169 | 20.87% | 19.64% |  | 8413.0027 |  | -444.9032 | -441.0718 | -159.6697 | 98.8188 |  |  | -1208.8727 | 1900.4845 | -2684.1061 | 3586.6809 |  | 8413.0027 | 2.7864 | -4.5022 |  |  | 0.36486 | >1 | 0.16433 | >1 |  | -767.8009 | 2341.5563 | -2243.0342 | 4027.7527 |  | >1 | 8854.0745 | 0.54886 | 49.07% | 3406.6477 | 109.0943 | 1193.0618 | 1321.9815 | #N/A | 103.3492 | 1296.411 | 1425.3307 |  | 1296.411 | 541.8297 | 628.3153 | 0.4675 | 0.65102 | 1.1185 | 40318.3099 | 4084.3977 | 7.4943 | 730.5031 | 555.6812 | 1456.0807 | 1326.512 |  | 0 | 0 | 1456.0807 | 1326.512 |  | 730.5031 | 555.6812 | 0.52875 | 0.040909 | 0.56966 | 31905.3072
mr-base-ae-2025 |  | All-electric | All-electric | 112641 | CZ10 | SCE_SCG | SCE_SCG | Std |  | All Electric | Mixed-fuel | 88 | NC | -666.2045 | 84.423 | 6373.5708 | 16.09% | 17.91% |  | 6373.6886 |  | -714.9224 | -828.3385 | -177.9512 | 75.9401 |  |  | -2238.0231 | 28.8589 | -3462.8207 | 2696.3031 |  | 6373.6886 | 4.0175 | -9.4143 |  |  | 0.37012 | >1 | 0.23921 | >1 |  | -1409.6846 | 857.1974 | -2634.4822 | 3524.6416 |  | >1 | 7202.0271 | 0.44625 | 43.29% | 3648.5341 | 92.2707 | 1238.6872 | 1398.1162 | #N/A | 80.0839 | 1318.7711 | 1478.2001 |  | 1318.7711 | 553.1606 | 660.0225 | 0.48114 | 0.54977 | 1.0309 | 39614.6877 | 4314.7386 | 7.8477 | 755.1049 | 605.3125 | 1496.7223 | 1402.2599 |  | 0 | 0 | 1496.7223 | 1402.2599 |  | 755.1049 | 605.3125 | 0.54182 | 0.042841 | 0.58466 | 33240.9991
mr-base-ae-2025 |  | All-electric | All-electric | 112641 | CZ10 | SDGE | SDGE | Std |  | All Electric | Mixed-fuel | 88 | NC | -666.2045 | 84.423 | 6373.5708 | 16.09% | 17.91% |  | 6373.6886 |  | -714.9224 | -828.3385 | -154.5164 | 192.7071 |  |  | 1207.4875 | 5885.5571 | -1069.5982 | 7229.7204 |  | 6373.6886 | 4.6268 | -3.7099 |  |  | >1 | >1 | 0.77444 | >1 |  | 2035.826 | 6713.8956 | -241.2598 | 8058.0589 |  | >1 | 7202.0271 | 0.44625 | 43.29% | 3648.5341 | 92.2707 | 1990.7801 | 2143.0656 | #N/A | 193.6895 | 2184.4695 | 2336.7551 |  | 2184.4695 | 1120.438 | 1005.186 | 0.48114 | 0.54977 | 1.0309 | 39614.6877 | 4314.7386 | 7.8477 | 1320.0639 | 858.9742 | 2338.9859 | 2144.048 |  | 0 | 0 | 2338.9859 | 2144.048 |  | 1320.0639 | 858.9742 | 0.54182 | 0.042841 | 0.58466 | 33240.9991
mr-base-ae-2025 |  | All-electric | All-electric | 112641 | CZ11 | PGE | PGE | Std |  | All Electric | Mixed-fuel | 88 | NC | -705.5227 | 86.856 | 6045.0265 | 13.36% | 10.06% |  | 6044.9817 |  | -714.9224 | -828.3385 | -157.8206 | 105.9552 |  |  | 922.1847 | 2478.4743 | 1524.1095 | 8130.3641 |  | 6044.9817 | 4.53 | -6.7474 |  |  | >1 | >1 | >1 | >1 |  | 1750.5232 | 3306.8127 | 2352.4479 | 8958.7026 |  | >1 | 6873.3201 | 0.45182 | 38.65% | 4325.75 | 105.2199 | 1525.2332 | 1724.1574 | #N/A | 185.5719 | 1710.8051 | 1909.7294 |  | 1710.8051 | 833.5733 | 914.8388 | 0.54693 | 0.62193 | 1.1689 | 45254.1618 | 5031.2727 | 18.3639 | 966.3114 | 772.2902 | 1868.6258 | 1803.7742 |  | 0 | 0 | 1868.6258 | 1803.7742 |  | 966.3114 | 772.2902 | 0.6167 | 0.10034 | 0.71705 | 39209.1801
mr-base-ae-2025 |  | All-electric | All-electric | 112641 | CZ12 | PGE | PGE | Std |  | All Electric | Mixed-fuel | 88 | NC | -741.9432 | 91.2876 | 6503.0414 | 15.13% | 12.27% |  | 6503.0977 |  | -714.9224 | -828.3385 | -155.5631 | 121.0257 |  |  | 1268.2711 | 3558.3791 | 1838.6797 | 8764.0802 |  | 6503.0977 | 4.5957 | -5.9072 |  |  | >1 | >1 | >1 | >1 |  | 2096.6096 | 4386.7176 | 2667.0182 | 9592.4187 |  | >1 | 7331.4362 | 0.47784 | 41% | 3836.9432 | 109.0302 | 1387.0429 | 1568.2015 | #N/A | 197.0743 | 1584.1171 | 1765.2758 |  | 1584.1171 | 762.1929 | 831.8792 | 0.52023 | 0.64511 | 1.1653 | 42976.6375 | 4578.8864 | 17.7426 | 893.9867 | 675.0874 | 1739.6802 | 1644.25 |  | 0 | 0 | 1739.6802 | 1644.25 |  | 893.9867 | 675.0874 | 0.59057 | 0.096932 | 0.6875 | 36473.5398
mr-base-ae-2025 |  | All-electric | All-electric | 112641 | CZ12 | SMUD | PGE | Std |  | All Electric | Mixed-fuel | 88 | NC | -741.9432 | 91.2876 | 6503.0414 | 15.13% | 12.27% |  | 6503.0977 |  | -714.9224 | -828.3385 | 995.57 | 1176.7287 |  |  | 7542.4549 | 7542.4549 | 9730.7683 | 9730.7683 |  | 6503.0977 | -0.7181 | -0.60755 |  |  | >1 | >1 | >1 | >1 |  | 8370.7934 | 8370.7934 | 10559.1068 | 10559.1068 |  | >1 | 7331.4362 | 0.47784 | 41% | 3836.9432 | 109.0302 | 1387.0429 | 1568.2015 | #N/A | 197.0743 | 1584.1171 | 1765.2758 |  | 694.433 | 197.0743 | 197.0743 | 0.52023 | 0.64511 | 1.1653 | 42976.6375 | 4578.8864 | 17.7426 | 0 | 0 | 588.5471 | 588.5471 |  | 0 | 0 | 588.5471 | 588.5471 |  | 0 | 0 | 0.59057 | 0.096932 | 0.6875 | 36473.5398
mr-base-ae-2025 |  | All-electric | All-electric | 112641 | CZ13 | PGE | PGE | Std |  | All Electric | Mixed-fuel | 88 | NC | -687.7273 | 84.8655 | 5949.9741 | 13.22% | 10.89% |  | 5950.0048 |  | -714.9224 | -828.3385 | -156.8798 | 100.7072 |  |  | 812.1986 | 2143.6355 | 1415.4266 | 7866.6122 |  | 5950.0048 | 4.5571 | -7.099 |  |  | >1 | >1 | >1 | >1 |  | 1640.537 | 2971.974 | 2243.765 | 8694.9507 |  | >1 | 6778.3433 | 0.44273 | 39.01% | 4310.9773 | 99.7163 | 1544.5319 | 1746.6371 | #N/A | 180.3485 | 1724.8804 | 1926.9856 |  | 1724.8804 | 838.3552 | 921.6995 | 0.5442 | 0.5908 | 1.135 | 45005.5835 | 4998.7045 | 14.8508 | 970.0981 | 784.6176 | 1881.7602 | 1826.2785 |  | 0 | 0 | 1881.7602 | 1826.2785 |  | 970.0981 | 784.6176 | 0.61114 | 0.081136 | 0.69227 | 39055.5787
mr-base-ae-2025 |  | All-electric | All-electric | 112641 | CZ14 | SCE_SCG | SCE_SCG | Std |  | All Electric | Mixed-fuel | 88 | NC | -722.1591 | 87.6136 | 6549.2229 | 16.12% | 14.14% |  | 6549.1781 |  | -714.9224 | -828.3385 | -196.1286 | 79.8279 |  |  | -2554.9077 | 75.6977 | -3824.5604 | 2870.5107 |  | 6549.1781 | 3.6452 | -8.9558 |  |  | 0.32421 | >1 | 0.21658 | >1 |  | -1726.5692 | 904.0362 | -2996.2219 | 3698.8491 |  | >1 | 7377.5166 | 0.4575 | 41.57% | 3549.0341 | 104.9019 | 1281.4452 | 1447.7828 | #N/A | 84.786 | 1366.2313 | 1532.5689 |  | 1366.2313 | 574.27 | 685.7851 | 0.48 | 0.62057 | 1.1006 | 40639.9768 | 4271.1932 | 17.2883 | 795.1727 | 627.7001 | 1562.3599 | 1452.741 |  | 0 | 0 | 1562.3599 | 1452.741 |  | 795.1727 | 627.7001 | 0.54864 | 0.094432 | 0.64307 | 34090.7986
mr-base-ae-2025 |  | All-electric | All-electric | 112641 | CZ14 | SDGE | SDGE | Std |  | All Electric | Mixed-fuel | 88 | NC | -722.1591 | 87.6136 | 6549.2229 | 16.12% | 14.14% |  | 6549.1781 |  | -714.9224 | -828.3385 | -171.9016 | 200.3781 |  |  | 1028.6999 | 4681.2147 | -1335.8418 | 7575.4663 |  | 6549.1781 | 4.1589 | -3.5679 |  |  | >1 | >1 | 0.62009 | >1 |  | 1857.0384 | 5509.5532 | -507.5033 | 8403.8047 |  | >1 | 7377.5166 | 0.4575 | 41.57% | 3549.0341 | 104.9019 | 2009.6029 | 2229.68 | #N/A | 203.0839 | 2212.6868 | 2432.764 |  | 2212.6868 | 1131.7812 | 1053.1827 | 0.48 | 0.62057 | 1.1006 | 40639.9768 | 4271.1932 | 17.2883 | 1350.3769 | 900.4389 | 2384.5884 | 2232.3859 |  | 0 | 0 | 2384.5884 | 2232.3859 |  | 1350.3769 | 900.4389 | 0.54864 | 0.094432 | 0.64307 | 34090.7986
mr-base-ae-2025 |  | All-electric | All-electric | 112641 | CZ15 | SCE_SCG | SCE_SCG | Std |  | All Electric | Mixed-fuel | 88 | NC | -564.25 | 70.2565 | 5292.7804 | 11.88% | 13.63% |  | 5292.719 |  | -714.9224 | -828.3385 | -159.2528 | 59.133 |  |  | -2272.5643 | -2205.2186 | -3307.0647 | 1988.7393 |  | 5292.719 | 4.4892 | -12.0901 |  |  | 0.3645 | 0.37563 | 0.25048 | >1 |  | -1444.2258 | -1376.8801 | -2478.7262 | 2817.0778 |  | >1 | 6121.0575 | 0.37011 | 37.94% | 4721.2841 | 74.6536 | 1638.4373 | 1854.0167 | #N/A | 61.0417 | 1699.479 | 1915.0585 |  | 1699.479 | 780.6355 | 925.4959 | 0.52966 | 0.44591 | 0.97557 | 44536.4594 | 5285.5341 | 4.3972 | 960.3954 | 884.5764 | 1858.7318 | 1855.9255 |  | 0 | 0 | 1858.7318 | 1855.9255 |  | 960.3954 | 884.5764 | 0.58148 | 0.023977 | 0.60545 | 39243.7404
mr-base-ae-2025 |  | All-electric | Mixed-Fuel + Efficiency | 112641 | CZ16 | PGE | PGE | Std |  | Mixed-fuel | Mixed-fuel | 88 | NC | -903.5682 | 101.5835 | 6622.894 | 14.38% | 8.293% |  | 6622.7788 |  | -4723.963 | -6153.2678 | -196.1636 | 142.5903 |  |  | 1038.683 | 6963.914 | 1694.8162 | 10139.7758 |  | 6622.7788 | 24.0817 | -33.1296 |  |  | >1 | >1 | >1 | >1 |  | 7191.9508 | 13117.1818 | 7848.084 | 16293.0436 |  | >1 | 12776.0466 | 0.52239 | 39.49% | 4244.2727 | 131.1909 | 1475.5658 | 1567.4119 | #N/A | 226.4194 | 1701.9852 | 1793.8313 |  | 1701.9852 | 864.9613 | 876.5092 | 0.55057 | 0.77227 | 1.3228 | 46064.793 | 5147.8409 | 29.6074 | 1033.7834 | 693.4248 | 1898.1489 | 1651.2409 |  | 0 | 0 | 1898.1489 | 1651.2409 |  | 1033.7834 | 693.4248 | 0.63818 | 0.16227 | 0.80045 | 39442.0142
mr-mf-eff-2025 |  | Mixed-Fuel + Efficiency | Mixed-Fuel + Efficiency | 112641 | CZ01 | PGE | PGE | Std |  | Mixed-fuel | Mixed-fuel | 88 | NC | 14.5455 | 23.2955 | 2874.1375 | 5.884% | 13.36% |  | 2874.0095 |  | 1052.2318 | 1369.3852 | 66.4949 | N/A |  |  | 3136.7071 | 2439.6386 | 3071.9277 | 3082.0425 |  | 2874.0095 | 15.8242 | N/A |  |  | 2.2906 | 1.7816 | 2.2433 | 2.2507 |  | 1767.3219 | 1070.2534 | 1702.5425 | 1712.6574 |  | 2.0988 | 1504.6243 | 0.14239 | 10.04% | 4377.0568 | 150.5682 | 1406.1862 | 1435.1108 | #N/A | 282.4805 | 1688.6667 | 1717.5913 |  | 1688.6667 | 907.9813 | 878.8791 | 0.5283 | 0.88989 | 1.4182 | 48846.7697 | 4362.5114 | 127.2727 | 622.4254 | 592.9016 | 1400.4114 | 1429.4587 |  | 221.7604 | 221.7604 | 1622.1718 | 1651.2191 |  | 844.1858 | 814.662 | 0.5258 | 0.75 | 1.2758 | 45972.7601
mr-mf-eff-2025 |  | Mixed-Fuel + Efficiency | Mixed-Fuel + Efficiency | 112641 | CZ02 | PGE | PGE | Std |  | Mixed-fuel | Mixed-fuel | 88 | NC | 21.8295 | 20.0955 | 2537.4433 | 5.794% | 13.34% |  | 2537.4945 |  | 748.1674 | 1265.01 | 59.683 | N/A |  |  | 2762.8196 | -175.032 | 2686.6511 | 2708.7143 |  | 2537.4945 | 12.5357 | N/A |  |  | 2.184 | 0 | 2.1238 | 2.1413 |  | 1497.8096 | -1440.0421 | 1421.641 | 1443.7043 |  | 2.0059 | 1272.4845 | 0.12398 | 9.558% | 3534.0455 | 136.5557 | 1280.5106 | 1403.7811 | #N/A | 259.509 | 1540.0196 | 1663.2901 |  | 1540.0196 | 765.3167 | 797.6572 | 0.48852 | 0.80852 | 1.297 | 43797.8928 | 3512.2159 | 116.4602 | 501.7277 | 533.1488 | 1273.2566 | 1395.6786 |  | 207.08 | 207.08 | 1480.3366 | 1602.7586 |  | 708.8077 | 740.2288 | 0.48523 | 0.68784 | 1.1731 | 41260.3983
mr-mf-eff-2025 |  | Mixed-Fuel + Efficiency | Mixed-Fuel + Efficiency | 112641 | CZ03 | PGE | PGE | Std |  | Mixed-fuel | Mixed-fuel | 88 | NC | 18.7273 | 20.6497 | 2609.7768 | 5.794% | 13.86% |  | 2609.8152 |  | 748.1674 | 1265.01 | 60.8837 | N/A |  |  | 2832.731 | 398.4228 | 2760.3226 | 2766.734 |  | 2609.8152 | 12.2885 | N/A |  |  | 2.2393 | 0.31496 | 2.1821 | 2.1871 |  | 1567.721 | -866.5873 | 1495.3125 | 1501.724 |  | 2.0631 | 1344.8051 | 0.12739 | 9.939% | 3986.75 | 128.767 | 1322.1062 | 1423.3468 | #N/A | 255.1942 | 1577.3004 | 1678.541 |  | 1577.3004 | 807.1222 | 825.1568 | 0.51648 | 0.76523 | 1.2817 | 45040.5279 | 3968.0227 | 108.1174 | 548.1098 | 565.8772 | 1315.2707 | 1416.7098 |  | 201.1459 | 201.1459 | 1516.4166 | 1617.8557 |  | 749.2557 | 767.0232 | 0.51307 | 0.64125 | 1.1543 | 42430.7127
mr-mf-eff-2025 |  | Mixed-Fuel + Efficiency | Mixed-Fuel + Efficiency | 112641 | CZ04 | PGE | PGE | Std |  | Mixed-fuel | Mixed-fuel | 88 | NC | 34.7386 | 17.5523 | 2353.8897 | 5.423% | 12.31% |  | 2353.8129 |  | 626.5417 | 1040.0158 | 59.3304 | N/A |  |  | 2590.6438 | -276.7011 | 2460.4668 | 2479.0651 |  | 2353.8129 | 10.5602 | N/A |  |  | 2.491 | 0 | 2.3658 | 2.3837 |  | 1550.628 | -1316.7169 | 1420.451 | 1439.0493 |  | 2.2632 | 1313.7971 | 0.1092 | 8.698% | 3516.7727 | 129.5818 | 1397.1391 | 1517.318 | #N/A | 246.172 | 1643.3111 | 1763.49 |  | 1643.3111 | 810.8915 | 841.2549 | 0.48773 | 0.76773 | 1.2555 | 43404.8013 | 3482.0341 | 112.0295 | 556.7916 | 586.3799 | 1383.7866 | 1503.2706 |  | 200.194 | 200.194 | 1583.9806 | 1703.4646 |  | 756.9856 | 786.574 | 0.48398 | 0.66227 | 1.1462 | 41050.9884
mr-mf-eff-2025 |  | Mixed-Fuel + Efficiency | Mixed-Fuel + Efficiency | 112641 | CZ04 | CPAU | CPAU | Std |  | Mixed-fuel | Mixed-fuel | 88 | NC | 34.7386 | 17.5523 | 2353.8897 | 5.423% | 12.31% |  | 2353.8129 |  | 626.5417 | 1040.0158 | 38.365 | N/A |  |  | 1726.0752 | 1726.0752 | 0 | 0 |  | 2353.8129 | 16.3311 | N/A |  |  | 1.6597 | 1.6597 | 0 | 0 |  | 686.0595 | 686.0595 | -1040.0158 | -1040.0158 |  | 2.2632 | 1313.7971 | 0.1092 | 8.698% | 3516.7727 | 129.5818 | 154.5754 | 154.5754 | #N/A | 437.3333 | 591.9087 | 591.9087 |  | 591.9087 | 0 | 0 | 0.48773 | 0.76773 | 1.2555 | 43404.8013 | 3482.0341 | 112.0295 | 0 | 0 | 147.9461 | 147.9461 |  | 405.5976 | 0 | 553.5437 | 553.5437 |  | 0 | 0 | 0.48398 | 0.66227 | 1.1462 | 41050.9884
mr-mf-eff-2025 |  | Mixed-Fuel + Efficiency | Mixed-Fuel + Efficiency | 112641 | CZ05 | PGE | PGE | Std |  | Mixed-fuel | Mixed-fuel | 88 | NC | 19.1023 | 19.2609 | 2440.5849 | 5.701% | 13.35% |  | 2440.4697 |  | 687.3546 | 1213.7563 | 57.2546 | N/A |  |  | 2660.075 | 109.8928 | 2590.4244 | 2601.1707 |  | 2440.4697 | 12.0052 | N/A |  |  | 2.1916 | 0.090539 | 2.1342 | 2.1431 |  | 1446.3188 | -1103.8634 | 1376.6681 | 1387.4145 |  | 2.0107 | 1226.7134 | 0.11886 | 9.446% | 3720.7841 | 129.3864 | 1264.8596 | 1371.2519 | #N/A | 256.2681 | 1521.1277 | 1627.52 |  | 1521.1277 | 767.3204 | 788.7187 | 0.48943 | 0.76898 | 1.2584 | 42807.036 | 3701.6818 | 110.1255 | 507.3769 | 528.3274 | 1258.2818 | 1364.5494 |  | 205.5913 | 205.5913 | 1463.8732 | 1570.1408 |  | 712.9682 | 733.9187 | 0.48625 | 0.6533 | 1.1395 | 40366.5664
mr-mf-eff-2025 |  | Mixed-Fuel + Efficiency | Mixed-Fuel + Efficiency | 112641 | CZ05 | PGE | SCE_SCG | Std |  | Mixed-fuel | Mixed-fuel | 88 | NC | 19.1023 | 19.2609 | 2440.5849 | 5.701% | 13.35% |  | 2440.4697 |  | 687.3546 | 1213.7563 | 32.7415 | N/A |  |  | 1449.7123 | -1100.4699 | 1095.2758 | 1106.0222 |  | 2440.4697 | 20.9934 | N/A |  |  | 1.1944 | 0 | 0.90239 | 0.91124 |  | 235.956 | -2314.2262 | -118.4804 | -107.7341 |  | 2.0107 | 1226.7134 | 0.11886 | 9.446% | 3720.7841 | 129.3864 | 1264.8596 | 1371.2519 | #N/A | 120.9199 | 1385.7795 | 1492.1718 |  | 1385.7795 | 597.394 | 618.7924 | 0.48943 | 0.76898 | 1.2584 | 42807.036 | 3701.6818 | 110.1255 | 507.3769 | 528.3274 | 1258.2818 | 1364.5494 |  | 94.7562 | 65.9458 | 1353.0381 | 1459.3057 |  | 573.3226 | 594.2732 | 0.48625 | 0.6533 | 1.1395 | 40366.5664
mr-mf-eff-2025 |  | Mixed-Fuel + Efficiency | Mixed-Fuel + Efficiency | 112641 | CZ06 | SCE_SCG | SCE_SCG | Std |  | Mixed-fuel | Mixed-fuel | 88 | NC | 5.6477 | 17.1999 | 2109.6123 | 5.583% | 14.95% |  | 2109.5867 |  | 626.5417 | 1040.0158 | 25.4662 | N/A |  |  | 1204.6254 | -1207.1016 | 926.9998 | 942.6 |  | 2109.5867 | 24.6029 | N/A |  |  | 1.1583 | 0 | 0.89133 | 0.90633 |  | 164.6096 | -2247.1174 | -113.016 | -97.4158 |  | 2.0284 | 1069.5709 | 0.10432 | 9.594% | 2993.0455 | 109.8676 | 1062.9135 | 1163.9883 | #N/A | 107.0561 | 1169.9695 | 1271.0444 |  | 1169.9695 | 465.163 | 532.8418 | 0.43045 | 0.65682 | 1.0873 | 37784.0154 | 2987.3977 | 92.6677 | 388.5127 | 455.5414 | 1060.8331 | 1161.3312 |  | 83.6703 | 57.3015 | 1144.5034 | 1245.0015 |  | 445.8142 | 512.8429 | 0.42943 | 0.55352 | 0.98295 | 35674.4287
mr-mf-eff-2025 |  | Mixed-Fuel + Efficiency | Mixed-Fuel + Efficiency | 112641 | CZ07 | SDGE | SDGE | Std |  | Mixed-fuel | Mixed-fuel | 88 | NC | 7.1705 | 18.7625 | 2326.5359 | 5.785% | 16.48% |  | 2326.6767 |  | 687.3546 | 1152.5129 | 54.1655 | N/A |  |  | 2569.5258 | 604.0038 | 2009.8349 | 2017.0142 |  | 2326.6767 | 12.6899 | N/A |  |  | 2.2295 | 0.52408 | 1.7439 | 1.7501 |  | 1417.0129 | -548.5091 | 857.322 | 864.5013 |  | 2.0188 | 1174.1637 | 0.11352 | 10.5% | 3275.2841 | 107.5551 | 1754.2005 | 1836.8244 | #N/A | 243.0838 | 1997.2843 | 2079.9082 |  | 1997.2843 | 1015.4282 | 892.5038 | 0.43784 | 0.64352 | 1.0814 | 40218.8531 | 3268.1136 | 88.7926 | 827.4667 | 704.2432 | 1750.0646 | 1831.9691 |  | 193.0541 | 146.1101 | 1943.1187 | 2025.0232 |  | 973.5768 | 850.3533 | 0.43693 | 0.53091 | 0.96784 | 37892.1764
mr-mf-eff-2025 |  | Mixed-Fuel + Efficiency | Mixed-Fuel + Efficiency | 112641 | CZ08 | SCE_SCG | SCE_SCG | Std |  | Mixed-fuel | Mixed-fuel | 88 | NC | 27.2386 | 18.0047 | 2334.8431 | 5.834% | 15.55% |  | 2334.8687 |  | 626.5417 | 1040.0158 | 35.7403 | N/A |  |  | 1478.8929 | -786.8867 | 1115.3232 | 1112.5446 |  | 2334.8687 | 17.5304 | N/A |  |  | 1.422 | 0 | 1.0724 | 1.0697 |  | 438.8771 | -1826.9025 | 75.3074 | 72.5289 |  | 2.245 | 1294.8529 | 0.11045 | 10.06% | 3514.0568 | 106.4192 | 1228.6991 | 1322.5512 | #N/A | 102.231 | 1330.9301 | 1424.7823 |  | 1330.9301 | 568.9424 | 631.7613 | 0.46159 | 0.63591 | 1.0975 | 40024.4193 | 3486.8182 | 88.4145 | 489.9551 | 552.8898 | 1217.4367 | 1311.8531 |  | 77.7532 | 52.6912 | 1295.1899 | 1389.6063 |  | 542.6463 | 605.581 | 0.4592 | 0.52784 | 0.98705 | 37689.5506
mr-mf-eff-2025 |  | Mixed-Fuel + Efficiency | Mixed-Fuel + Efficiency | 112641 | CZ09 | SCE_SCG | SCE_SCG | Std |  | Mixed-fuel | Mixed-fuel | 88 | NC | 31.2841 | 19.2565 | 2524.72 | 6.262% | 16.24% |  | 2524.8224 |  | 626.5417 | 1040.0158 | 38.4758 | N/A |  |  | 1587.5931 | -1513.9679 | 1196.8767 | 1198.1225 |  | 2524.8224 | 16.2841 | N/A |  |  | 1.5265 | 0 | 1.1508 | 1.152 |  | 547.5773 | -2553.9837 | 156.861 | 158.1067 |  | 2.4277 | 1484.8066 | 0.11909 | 10.65% | 3406.6477 | 109.0943 | 1193.0618 | 1321.9815 | #N/A | 103.3492 | 1296.411 | 1425.3307 |  | 1296.411 | 541.8297 | 628.3153 | 0.4675 | 0.65102 | 1.1185 | 40318.3099 | 3375.3636 | 89.8378 | 461.2927 | 547.7264 | 1180.7603 | 1310.0043 |  | 77.1749 | 52.2409 | 1257.9353 | 1387.1792 |  | 513.5336 | 599.9674 | 0.46409 | 0.53534 | 0.99943 | 37793.4875
mr-mf-eff-2025 |  | Mixed-Fuel + Efficiency | Mixed-Fuel + Efficiency | 112641 | CZ10 | SCE_SCG | SCE_SCG | Std |  | Mixed-fuel | Mixed-fuel | 88 | NC | 44.6136 | 15.2343 | 2126.2013 | 5.367% | 14.62% |  | 2126.2269 |  | 565.7288 | 927.5187 | 37.0998 | N/A |  |  | 1415.1197 | -2402.1073 | 1051.7475 | 1062.9717 |  | 2126.2269 | 15.2488 | N/A |  |  | 1.5257 | 0 | 1.1339 | 1.146 |  | 487.6011 | -3329.6259 | 124.2288 | 135.453 |  | 2.2924 | 1198.7082 | 0.095795 | 9.292% | 3648.5341 | 92.2707 | 1238.6872 | 1398.1162 | #N/A | 80.0839 | 1318.7711 | 1478.2001 |  | 1318.7711 | 553.1606 | 660.0225 | 0.48114 | 0.54977 | 1.0309 | 39614.6877 | 3603.9205 | 77.0364 | 487.9915 | 594.3856 | 1222.2667 | 1381.3329 |  | 59.4045 | 38.39 | 1281.6713 | 1440.7374 |  | 526.3815 | 632.7756 | 0.47682 | 0.4583 | 0.93511 | 37488.4608
mr-mf-eff-2025 |  | Mixed-Fuel + Efficiency | Mixed-Fuel + Efficiency | 112641 | CZ10 | SDGE | SDGE | Std |  | Mixed-fuel | Mixed-fuel | 88 | NC | 44.6136 | 15.2343 | 2126.2013 | 5.367% | 14.62% |  | 2126.2269 |  | 565.7288 | 927.5187 | 63.767 | N/A |  |  | 2557.6428 | -1088.3343 | 1938.0252 | 1878.9169 |  | 2126.2269 | 8.8718 | N/A |  |  | 2.7575 | 0 | 2.0895 | 2.0257 |  | 1630.1242 | -2015.853 | 1010.5065 | 951.3983 |  | 2.2924 | 1198.7082 | 0.095795 | 9.292% | 3648.5341 | 92.2707 | 1990.7801 | 2143.0656 | #N/A | 193.6895 | 2184.4695 | 2336.7551 |  | 2184.4695 | 1120.438 | 1005.186 | 0.48114 | 0.54977 | 1.0309 | 39614.6877 | 3603.9205 | 77.0364 | 959.0207 | 846.2317 | 1967.4954 | 2119.4255 |  | 153.2071 | 114.5613 | 2120.7025 | 2272.6325 |  | 1073.582 | 960.793 | 0.47682 | 0.4583 | 0.93511 | 37488.4608
mr-mf-eff-2025 |  | Mixed-Fuel + Efficiency | Mixed-Fuel + Efficiency | 112641 | CZ11 | PGE | PGE | Std |  | Mixed-fuel | Mixed-fuel | 88 | NC | 68.4318 | 15.4887 | 2330.2863 | 5.149% | 12.27% |  | 2330.2607 |  | 626.5417 | 1040.0158 | 63.9676 | N/A |  |  | 2557.6411 | -2129.1186 | 2331.7871 | 2394.9847 |  | 2330.2607 | 9.7947 | N/A |  |  | 2.4592 | 0 | 2.2421 | 2.3028 |  | 1517.6253 | -3169.1344 | 1291.7714 | 1354.9689 |  | 2.2406 | 1290.2449 | 0.099886 | 8.546% | 4325.75 | 105.2199 | 1525.2332 | 1724.1574 | #N/A | 185.5719 | 1710.8051 | 1909.7294 |  | 1710.8051 | 833.5733 | 914.8388 | 0.54693 | 0.62193 | 1.1689 | 45254.1618 | 4257.3182 | 89.7311 | 633.7379 | 712.3699 | 1501.5582 | 1696.8583 |  | 145.2793 | 145.2793 | 1646.8375 | 1842.1376 |  | 779.0172 | 857.6492 | 0.54011 | 0.52886 | 1.069 | 42923.9011
mr-mf-eff-2025 |  | Mixed-Fuel + Efficiency | Mixed-Fuel + Efficiency | 112641 | CZ12 | PGE | PGE | Std |  | Mixed-fuel | Mixed-fuel | 88 | NC | 40.3636 | 15.6532 | 2155.0399 | 5.014% | 12.17% |  | 2155.1551 |  | 626.5417 | 1040.0158 | 54.4904 | N/A |  |  | 2340.7424 | -1949.4149 | 2206.0979 | 2250.263 |  | 2155.1551 | 11.4982 | N/A |  |  | 2.2507 | 0 | 2.1212 | 2.1637 |  | 1300.7266 | -2989.4307 | 1166.0821 | 1210.2472 |  | 2.0722 | 1115.1393 | 0.098409 | 8.445% | 3836.9432 | 109.0302 | 1387.0429 | 1568.2015 | #N/A | 197.0743 | 1584.1171 | 1765.2758 |  | 1584.1171 | 762.1929 | 831.8792 | 0.52023 | 0.64511 | 1.1653 | 42976.6375 | 3796.5795 | 93.377 | 556.9467 | 624.7926 | 1373.2602 | 1552.0336 |  | 156.3666 | 156.3666 | 1529.6268 | 1708.4002 |  | 713.3132 | 781.1591 | 0.5158 | 0.55114 | 1.0669 | 40821.4824
mr-mf-eff-2025 |  | Mixed-Fuel + Efficiency | Mixed-Fuel + Efficiency | 112641 | CZ12 | SMUD | PGE | Std |  | Mixed-fuel | Mixed-fuel | 88 | NC | 40.3636 | 15.6532 | 2155.0399 | 5.014% | 12.17% |  | 2155.1551 |  | 626.5417 | 1040.0158 | 936.8172 | N/A |  |  | 2164.185 | 2164.185 | 2009.9892 | 2009.9892 |  | 2155.1551 | 0.6688 | N/A |  |  | 2.0809 | 2.0809 | 1.9327 | 1.9327 |  | 1124.1692 | 1124.1692 | 969.9734 | 969.9734 |  | 2.0722 | 1115.1393 | 0.098409 | 8.445% | 3836.9432 | 109.0302 | 1387.0429 | 1568.2015 | #N/A | 197.0743 | 1584.1171 | 1765.2758 |  | 694.433 | 197.0743 | 197.0743 | 0.52023 | 0.64511 | 1.1653 | 42976.6375 | 3796.5795 | 93.377 | 0 | 0 | 490.9333 | 490.9333 |  | 156.3666 | 156.3666 | 647.2999 | 647.2999 |  | 156.3666 | 156.3666 | 0.5158 | 0.55114 | 1.0669 | 40821.4824
mr-mf-eff-2025 |  | Mixed-Fuel + Efficiency | Mixed-Fuel + Efficiency | 112641 | CZ13 | PGE | PGE | Std |  | Mixed-fuel | Mixed-fuel | 88 | NC | 63.8864 | 16.4866 | 2437.756 | 5.417% | 13.57% |  | 2437.7816 |  | 626.5417 | 1040.0158 | 65.3254 | N/A |  |  | 2655.6117 | -2102.8183 | 2440.409 | 2507.5464 |  | 2437.7816 | 9.5911 | N/A |  |  | 2.5534 | 0 | 2.3465 | 2.4111 |  | 1615.5959 | -3142.8341 | 1400.3932 | 1467.5306 |  | 2.344 | 1397.7659 | 0.10477 | 9.231% | 4310.9773 | 99.7163 | 1544.5319 | 1746.6371 | #N/A | 180.3485 | 1724.8804 | 1926.9856 |  | 1724.8804 | 838.3552 | 921.6995 | 0.5442 | 0.5908 | 1.135 | 45005.5835 | 4247.0909 | 83.2297 | 644.5181 | 725.0647 | 1522.0757 | 1720.3624 |  | 137.4793 | 137.4793 | 1659.5551 | 1857.8417 |  | 781.9975 | 862.5441 | 0.53852 | 0.4917 | 1.0302 | 42567.8019
mr-mf-eff-2025 |  | Mixed-Fuel + Efficiency | Mixed-Fuel + Efficiency | 112641 | CZ14 | SCE_SCG | SCE_SCG | Std |  | Mixed-fuel | Mixed-fuel | 88 | NC | 67.9432 | 13.5749 | 2089.9258 | 5.143% | 12.12% |  | 2089.8746 |  | 565.7288 | 927.5187 | 40.962 | N/A |  |  | 1450.5737 | -2503.9726 | 1062.3933 | 1091.9435 |  | 2089.8746 | 13.811 | N/A |  |  | 1.5639 | 0 | 1.1454 | 1.1773 |  | 523.055 | -3431.4913 | 134.8746 | 164.4249 |  | 2.2532 | 1162.3559 | 0.088409 | 8.033% | 3549.0341 | 104.9019 | 1281.4452 | 1447.7828 | #N/A | 84.786 | 1366.2313 | 1532.5689 |  | 1366.2313 | 574.27 | 685.7851 | 0.48 | 0.62057 | 1.1006 | 40639.9768 | 3481.0909 | 91.327 | 501.367 | 611.6507 | 1258.9074 | 1423.6957 |  | 66.3618 | 43.8211 | 1325.2692 | 1490.0575 |  | 545.1881 | 655.4718 | 0.47307 | 0.53909 | 1.0122 | 38550.1022
mr-mf-eff-2025 |  | Mixed-Fuel + Efficiency | Mixed-Fuel + Efficiency | 112641 | CZ14 | SDGE | SDGE | Std |  | Mixed-fuel | Mixed-fuel | 88 | NC | 67.9432 | 13.5749 | 2089.9258 | 5.143% | 12.12% |  | 2089.8746 |  | 565.7288 | 927.5187 | 65.1061 | N/A |  |  | 2477.7144 | -2713.2993 | 1853.7517 | 1819.3802 |  | 2089.8746 | 8.6893 | N/A |  |  | 2.6713 | 0 | 1.9986 | 1.9616 |  | 1550.1958 | -3640.818 | 926.2331 | 891.8615 |  | 2.2532 | 1162.3559 | 0.088409 | 8.033% | 3549.0341 | 104.9019 | 2009.6029 | 2229.68 | #N/A | 203.0839 | 2212.6868 | 2432.764 |  | 2212.6868 | 1131.7812 | 1053.1827 | 0.48 | 0.62057 | 1.1006 | 40639.9768 | 3481.0909 | 91.327 | 959.2337 | 882.0675 | 1980.5634 | 2196.8761 |  | 167.0173 | 125.5051 | 2147.5807 | 2363.8934 |  | 1084.7388 | 1007.5726 | 0.47307 | 0.53909 | 1.0122 | 38550.1022
mr-mf-eff-2025 |  | Mixed-Fuel + Efficiency | Mixed-Fuel + Efficiency | 112641 | CZ15 | SCE_SCG | SCE_SCG | Std |  | Mixed-fuel | Mixed-fuel | 88 | NC | 134.2386 | 11.9961 | 2311.0349 | 5.189% | 13.49% |  | 2311.0605 |  | 444.1031 | 702.5244 | 65.8362 | N/A |  |  | 1993.6344 | -3173.9467 | 1411.1749 | 1419.2497 |  | 2311.0605 | 6.7456 | N/A |  |  | 2.8378 | 0 | 2.0087 | 2.0202 |  | 1291.1099 | -3876.4711 | 708.6505 | 716.7252 |  | 3.2897 | 1608.5361 | 0.080682 | 8.27% | 4721.2841 | 74.6536 | 1638.4373 | 1854.0167 | #N/A | 61.0417 | 1699.479 | 1915.0585 |  | 1699.479 | 780.6355 | 925.4959 | 0.52966 | 0.44591 | 0.97557 | 44536.4594 | 4587.0455 | 62.6575 | 708.3087 | 852.8326 | 1588.9029 | 1804.2391 |  | 44.7399 | 26.9618 | 1633.6428 | 1848.979 |  | 735.2705 | 879.7944 | 0.52102 | 0.37386 | 0.89489 | 42225.3989
mr-mf-eff-2025 |  | Mixed-Fuel + Efficiency | Mixed-Fuel + Efficiency | 112641 | CZ16 | PGE | PGE | Std |  | Mixed-fuel | Mixed-fuel | 88 | NC | 67.0909 | 18.5745 | 2741.2339 | 5.951% | 12.68% |  | 2741.1443 |  | 886.954 | 1352.1124 | 73.9762 | N/A |  |  | 3009.9948 | 694.0866 | 2769.6551 | 2704.9188 |  | 2741.1443 | 11.9897 | N/A |  |  | 2.2261 | 0.51334 | 2.0484 | 2.0005 |  | 1657.8824 | -658.0257 | 1417.5428 | 1352.8065 |  | 2.0273 | 1389.032 | 0.12227 | 9.243% | 4244.2727 | 131.1909 | 1475.5658 | 1567.4119 | #N/A | 226.4194 | 1701.9852 | 1793.8313 |  | 1701.9852 | 864.9613 | 876.5092 | 0.55057 | 0.77227 | 1.3228 | 46064.793 | 4177.1818 | 112.6164 | 623.2336 | 637.4792 | 1450.2425 | 1546.7478 |  | 177.7665 | 177.7665 | 1628.009 | 1724.5143 |  | 801.0001 | 815.2457 | 0.53977 | 0.6608 | 1.2006 | 43323.6486
lr-base-ae-2025 |  | All-electric | All-electric | 39264 | CZ01 | PGE | PGE | Std |  | All Electric | Mixed-fuel | 36 | NC | -890.8694 | 129.1478 | 10223.0368 | 25.07% | 29.64% |  | 10223.0368 |  | -462.9908 | -410.909 | -109.439 | 222.4512 |  |  | 4858.5392 | 9844.8108 | 5380.5438 | 13692.9491 |  | 10223.0368 | 4.2306 | -2.0813 |  |  | >1 | >1 | >1 | >1 |  | 5269.4482 | 10255.7197 | 5791.4528 | 14103.8581 |  | >1 | 10633.9458 | 0.69167 | 58.82% | 2460.6028 | 129.1478 | 1381.679 | 1505.7882 | #N/A | 294.9288 | 1676.6078 | 1800.7171 |  | 1676.6078 | 933.2493 | 959.0704 | 0.40028 | 0.77556 | 1.1758 | 40781.7717 | 3351.4722 | 0 | 1020.936 | 700.3742 | 1786.0468 | 1578.2659 |  | 0 | 0 | 1786.0468 | 1578.2659 |  | 1020.936 | 700.3742 | 0.48417 | 0 | 0.48417 | 30558.7349
lr-base-ae-2025 |  | All-electric | All-electric | 39264 | CZ02 | PGE | PGE | Std |  | All Electric | Mixed-fuel | 36 | NC | -812.75 | 120.5158 | 9860.172 | 25.07% | 30.23% |  | 9860.172 |  | -462.9908 | -410.909 | -103.0856 | 202.8249 |  |  | 4436.3104 | 9151.7453 | 4939.3177 | 12599.0206 |  | 9860.172 | 4.4913 | -2.2827 |  |  | >1 | >1 | >1 | >1 |  | 4847.2194 | 9562.6543 | 5350.2267 | 13009.9296 |  | >1 | 10271.081 | 0.64778 | 57.57% | 2326.4722 | 120.5158 | 1399.8275 | 1509.243 | #N/A | 272.2838 | 1672.1113 | 1781.5269 |  | 1672.1113 | 916.9066 | 934.7003 | 0.40167 | 0.72361 | 1.1253 | 39327.3677 | 3139.2222 | 0 | 999.0316 | 697.6409 | 1775.197 | 1578.702 |  | 0 | 0 | 1775.197 | 1578.702 |  | 999.0316 | 697.6409 | 0.4775 | 0 | 0.4775 | 29467.1957
lr-base-ae-2025 |  | All-electric | All-electric | 39264 | CZ03 | PGE | PGE | Std |  | All Electric | Mixed-fuel | 36 | NC | -788.2444 | 119.0481 | 9856.0275 | 25.28% | 27.71% |  | 9856.0275 |  | -462.9908 | -410.909 | -100.0135 | 199.2453 |  |  | 4400.2391 | 9428.8621 | 4904.1858 | 12389.875 |  | 9856.0275 | 4.6293 | -2.3237 |  |  | >1 | >1 | >1 | >1 |  | 4811.1481 | 9839.771 | 5315.0948 | 12800.7839 |  | >1 | 10266.9364 | 0.64361 | 57.87% | 2345.7833 | 119.0481 | 1416.6364 | 1506.3496 | #N/A | 267.9575 | 1684.594 | 1774.3071 |  | 1684.594 | 925.0919 | 930.3004 | 0.39722 | 0.715 | 1.1122 | 38983.0443 | 3134.0278 | 0 | 1004.1056 | 697.381 | 1784.6075 | 1575.0617 |  | 0 | 0 | 1784.6075 | 1575.0617 |  | 1004.1056 | 697.381 | 0.46861 | 0 | 0.46861 | 29127.0168
lr-base-ae-2025 |  | All-electric | All-electric | 39264 | CZ04 | PGE | PGE | Std |  | All Electric | Mixed-fuel | 36 | NC | -777.3417 | 115.5153 | 9660.2528 | 25.26% | 31.79% |  | 9660.2528 |  | -462.9908 | -410.909 | -103.1 | 189.0228 |  |  | 4100.3619 | 8470.4569 | 4611.4303 | 11926.6797 |  | 9660.2528 | 4.4907 | -2.4494 |  |  | >1 | >1 | >1 | >1 |  | 4511.2709 | 8881.3659 | 5022.3392 | 12337.5887 |  | >1 | 10071.1618 | 0.62167 | 57.49% | 2237.1028 | 115.5153 | 1451.3915 | 1561.4098 | #N/A | 259.0598 | 1710.4513 | 1820.4696 |  | 1710.4513 | 931.0465 | 949.4779 | 0.38778 | 0.69361 | 1.0814 | 38236.0467 | 3014.4444 | 0 | 1012.85 | 726.4505 | 1813.5513 | 1631.4468 |  | 0 | 0 | 1813.5513 | 1631.4468 |  | 1012.85 | 726.4505 | 0.45972 | 0 | 0.45972 | 28575.7939
lr-base-ae-2025 |  | All-electric | All-electric | 39264 | CZ04 | CPAU | CPAU | Std |  | All Electric | Mixed-fuel | 36 | NC | -777.3417 | 115.5153 | 9660.2528 | 25.26% | 31.79% |  | 9660.2528 |  | -462.9908 | -410.909 | 295.6207 | 295.6207 |  |  | 18435.3902 | 18435.3902 | 0 | 0 |  | 9660.2528 | -1.5662 | -1.5662 |  |  | >1 | >1 | >1 | >1 |  | 18846.2992 | 18846.2992 | 410.909 | 410.909 |  | >1 | 10071.1618 | 0.62167 | 57.49% | 2237.1028 | 115.5153 | 463.5354 | 463.5354 | #N/A | 446.8822 | 910.4176 | 910.4176 |  | 910.4176 | 0 | 0 | 0.38778 | 0.69361 | 1.0814 | 38236.0467 | 3014.4444 | 0 | 0 | 0 | 614.7969 | 614.7969 |  | 0 | 0 | 614.7969 | 614.7969 |  | 0 | 0 | 0.45972 | 0 | 0.45972 | 28575.7939
lr-base-ae-2025 |  | All-electric | All-electric | 39264 | CZ05 | PGE | PGE | Std |  | All Electric | Mixed-fuel | 36 | NC | -792.5944 | 119.58 | 9906.4163 | 26.24% | 30.98% |  | 9906.5253 |  | -462.9908 | -410.909 | -99.3883 | 201.8219 |  |  | 4437.0234 | 9394.3615 | 4923.8085 | 12460.3256 |  | 9906.5253 | 4.6584 | -2.2941 |  |  | >1 | >1 | >1 | >1 |  | 4847.9324 | 9805.2705 | 5334.7175 | 12871.2346 |  | >1 | 10317.4343 | 0.64639 | 59.03% | 2247.4611 | 119.58 | 1369.6771 | 1464.3121 | #N/A | 268.8157 | 1638.4928 | 1733.1278 |  | 1638.4928 | 898.8277 | 906.9813 | 0.37694 | 0.71806 | 1.095 | 37751.2453 | 3040.0556 | 0 | 977.9313 | 672.0338 | 1737.8811 | 1531.3058 |  | 0 | 0 | 1737.8811 | 1531.3058 |  | 977.9313 | 672.0338 | 0.44861 | 0 | 0.44861 | 27844.72
lr-base-ae-2025 |  | All-electric | All-electric | 39264 | CZ05 | PGE | SCE_SCG | Std |  | All Electric | Mixed-fuel | 36 | NC | -792.5944 | 119.58 | 9906.4163 | 26.24% | 30.98% |  | 9906.5253 |  | -462.9908 | -410.909 | -238.7642 | 62.446 |  |  | -2444.8217 | 2512.5164 | -3756.374 | 3780.1431 |  | 9906.5253 | 1.9391 | -7.4143 |  |  | 0.16807 | >1 | 0.10939 | >1 |  | -2033.9127 | 2923.4254 | -3345.465 | 4191.0521 |  | >1 | 10317.4343 | 0.64639 | 59.03% | 2247.4611 | 119.58 | 1369.6771 | 1464.3121 | #N/A | 129.4398 | 1499.1169 | 1593.7519 |  | 1499.1169 | 723.0306 | 731.1842 | 0.37694 | 0.71806 | 1.095 | 37751.2453 | 3040.0556 | 0 | 977.9313 | 672.0338 | 1737.8811 | 1531.3058 |  | 0 | 0 | 1737.8811 | 1531.3058 |  | 977.9313 | 672.0338 | 0.44861 | 0 | 0.44861 | 27844.72
lr-base-ae-2025 |  | All-electric | All-electric | 39264 | CZ06 | SCE_SCG | SCE_SCG | Std |  | All Electric | Mixed-fuel | 36 | NC | -710.3083 | 109.5639 | 9521.3019 | 27.32% | 36.5% |  | 9521.3019 |  | -462.9908 | -410.909 | -163.586 | 111.9938 |  |  | -1004.8373 | 3319.1733 | -2618.7399 | 4065.5944 |  | 9521.3019 | 2.8303 | -4.1341 |  |  | 0.40893 | >1 | 0.15691 | >1 |  | -593.9283 | 3730.0823 | -2207.8309 | 4476.5034 |  | >1 | 9932.2108 | 0.59778 | 59.56% | 1842.8972 | 109.5639 | 1234.9825 | 1330.3782 | #N/A | 115.0921 | 1350.0746 | 1445.4703 |  | 1350.0746 | 658.5986 | 718.9988 | 0.34556 | 0.65806 | 1.0036 | 34851.4899 | 2553.2056 | 0 | 854.2491 | 636.109 | 1513.6606 | 1333.4765 |  | 0 | 0 | 1513.6606 | 1333.4765 |  | 854.2491 | 636.109 | 0.40583 | 0 | 0.40583 | 25330.188
lr-base-ae-2025 |  | All-electric | All-electric | 39264 | CZ07 | SDGE | SDGE | Std |  | All Electric | Mixed-fuel | 36 | NC | -701.975 | 108.2675 | 9218.7509 | 25.03% | 34.64% |  | 9218.7509 |  | -462.9908 | -410.909 | -109.0428 | 254.9458 |  |  | 3894.8613 | 12123.9889 | 962.9573 | 9678.8944 |  | 9218.7509 | 4.246 | -1.816 |  |  | >1 | >1 | >1 | >1 |  | 4305.7703 | 12534.8979 | 1373.8662 | 10089.8034 |  | >1 | 9629.6599 | 0.59139 | 58.93% | 2217.9139 | 108.2675 | 1855.0054 | 1876.0812 | #N/A | 256.5818 | 2111.5872 | 2132.6631 |  | 2111.5872 | 1150.1335 | 974.5073 | 0.35333 | 0.65028 | 1.0036 | 36832.1405 | 2919.8889 | 0 | 1317.7277 | 778.9032 | 2220.6299 | 1877.7173 |  | 0 | 0 | 2220.6299 | 1877.7173 |  | 1317.7277 | 778.9032 | 0.41222 | 0 | 0.41222 | 27613.3896
lr-base-ae-2025 |  | All-electric | All-electric | 39264 | CZ08 | SCE_SCG | SCE_SCG | Std |  | All Electric | Mixed-fuel | 36 | NC | -691.7917 | 105.9328 | 9198.5736 | 25.79% | 33.1% |  | 9198.5736 |  | -462.9908 | -410.909 | -160.6867 | 107.2433 |  |  | -1057.5276 | 3150.6522 | -2618.3233 | 3879.3812 |  | 9198.5736 | 2.8813 | -4.3172 |  |  | 0.38856 | >1 | 0.15694 | >1 |  | -646.6187 | 3561.5612 | -2207.4143 | 4290.2902 |  | >1 | 9609.4826 | 0.57722 | 57.9% | 2080.9889 | 105.9328 | 1359.6667 | 1452.2393 | #N/A | 110.2744 | 1469.9411 | 1562.5137 |  | 1469.9411 | 733.6268 | 792.1719 | 0.36083 | 0.63611 | 0.99694 | 35672.7619 | 2772.7806 | 0 | 925.2906 | 713.0725 | 1630.6278 | 1455.2704 |  | 0 | 0 | 1630.6278 | 1455.2704 |  | 925.2906 | 713.0725 | 0.41972 | 0 | 0.41972 | 26474.1883
lr-base-ae-2025 |  | All-electric | All-electric | 39264 | CZ09 | SCE_SCG | SCE_SCG | Std |  | All Electric | Mixed-fuel | 36 | NC | -700.4111 | 106.7408 | 9296.5155 | 25.86% | 32.01% |  | 9296.5155 |  | -462.9908 | -410.909 | -161.0845 | 108.1291 |  |  | -1038.4973 | 2412.645 | -2610.7163 | 3919.7825 |  | 9296.5155 | 2.8742 | -4.2818 |  |  | 0.39568 | >1 | 0.15739 | >1 |  | -627.5883 | 2823.554 | -2199.8073 | 4330.6914 |  | >1 | 9707.4244 | 0.58056 | 57.51% | 1967.8083 | 106.7408 | 1320.4637 | 1445.8662 | #N/A | 111.4004 | 1431.8641 | 1557.2666 |  | 1431.8641 | 703.5821 | 784.2074 | 0.36833 | 0.64111 | 1.0094 | 35947.9371 | 2668.2194 | 0 | 895.8579 | 704.3534 | 1592.9487 | 1449.1375 |  | 0 | 0 | 1592.9487 | 1449.1375 |  | 895.8579 | 704.3534 | 0.42889 | 0 | 0.42889 | 26651.4216
lr-base-ae-2025 |  | All-electric | All-electric | 39264 | CZ10 | SCE_SCG | SCE_SCG | Std |  | All Electric | Mixed-fuel | 36 | NC | -691.7806 | 89.4731 | 7278.5095 | 21.11% | 30.92% |  | 7278.4549 |  | -737.6457 | -826.7426 | -177.8319 | 84.7145 |  |  | -2034.0383 | 781.6288 | -3353.9316 | 3018.1788 |  | 7278.4549 | 4.148 | -8.7074 |  |  | 0.40645 | >1 | 0.2465 | >1 |  | -1207.2957 | 1608.3714 | -2527.189 | 3844.9214 |  | >1 | 8105.1975 | 0.47722 | 52.43% | 2070.8778 | 89.4731 | 1361.8525 | 1507.0685 | #N/A | 88.0088 | 1449.8614 | 1595.0773 |  | 1449.8614 | 710.3252 | 804.0663 | 0.37306 | 0.53722 | 0.91028 | 34471.6107 | 2762.6583 | 0 | 914.2885 | 742.5 | 1627.6933 | 1510.3628 |  | 0 | 0 | 1627.6933 | 1510.3628 |  | 914.2885 | 742.5 | 0.43306 | 0 | 0.43306 | 27193.1557
lr-base-ae-2025 |  | All-electric | All-electric | 39264 | CZ10 | SDGE | SDGE | Std |  | All Electric | Mixed-fuel | 36 | NC | -691.7806 | 89.4731 | 7278.5095 | 21.11% | 30.92% |  | 7278.4549 |  | -737.6457 | -826.7426 | -148.4924 | 205.3271 |  |  | 1695.6976 | 7758.6531 | -729.0998 | 7746.1796 |  | 7278.4549 | 4.9676 | -3.5925 |  |  | >1 | >1 | 1.1339 | >1 |  | 2522.4402 | 8585.3957 | 97.6428 | 8572.9222 |  | >1 | 8105.1975 | 0.47722 | 52.43% | 2070.8778 | 89.4731 | 2017.5059 | 2118.6784 | #N/A | 207.2303 | 2224.7362 | 2325.9087 |  | 2224.7362 | 1202.46 | 1048.6149 | 0.37306 | 0.53722 | 0.91028 | 34471.6107 | 2762.6583 | 0 | 1399.2381 | 892.223 | 2373.2286 | 2120.5816 |  | 0 | 0 | 2373.2286 | 2120.5816 |  | 1399.2381 | 892.223 | 0.43306 | 0 | 0.43306 | 27193.1557
lr-base-ae-2025 |  | All-electric | All-electric | 39264 | CZ11 | PGE | PGE | Std |  | All Electric | Mixed-fuel | 36 | NC | -736.3972 | 91.8103 | 7209.4157 | 18.86% | 27.3% |  | 7209.3067 |  | -737.6457 | -826.7426 | -144.3373 | 120.9914 |  |  | 1560.4169 | 3648.8287 | 2131.7294 | 8790.0489 |  | 7209.3067 | 5.1106 | -6.0967 |  |  | >1 | >1 | >1 | >1 |  | 2387.1595 | 4475.5713 | 2958.472 | 9616.7915 |  | >1 | 8036.0493 | 0.48333 | 49.56% | 2392.9361 | 91.8103 | 1584.9355 | 1763.2389 | #N/A | 197.9708 | 1782.9063 | 1961.2096 |  | 1782.9063 | 935.8494 | 998.8622 | 0.42389 | 0.55139 | 0.97528 | 38217.5053 | 3129.3333 | 0 | 1056.3797 | 841.9364 | 1927.2436 | 1840.2182 |  | 0 | 0 | 1927.2436 | 1840.2182 |  | 1056.3797 | 841.9364 | 0.49194 | 0 | 0.49194 | 31008.1987
lr-base-ae-2025 |  | All-electric | All-electric | 39264 | CZ12 | PGE | PGE | Std |  | All Electric | Mixed-fuel | 36 | NC | -762.4194 | 96.4306 | 7493.8616 | 20.03% | 28.37% |  | 7493.7525 |  | -737.6457 | -826.7426 | -140.7945 | 137.6863 |  |  | 1949.8651 | 4855.318 | 2478.975 | 9463.2767 |  | 7493.7525 | 5.2392 | -5.3574 |  |  | >1 | >1 | >1 | >1 |  | 2776.6077 | 5682.0606 | 3305.7176 | 10290.0193 |  | >1 | 8320.4951 | 0.50861 | 51.32% | 2267.3028 | 96.4306 | 1464.7514 | 1622.1603 | #N/A | 209.9664 | 1674.7178 | 1832.1267 |  | 1674.7178 | 883.4189 | 932.6324 | 0.41194 | 0.57917 | 0.99111 | 37416.8469 | 3029.7222 | 0 | 1002.1651 | 760.3385 | 1815.5123 | 1694.4403 |  | 0 | 0 | 1815.5123 | 1694.4403 |  | 1002.1651 | 760.3385 | 0.4825 | 0 | 0.4825 | 29923.0944
lr-base-ae-2025 |  | All-electric | All-electric | 39264 | CZ12 | SMUD | PGE | Std |  | All Electric | Mixed-fuel | 36 | NC | -762.4194 | 96.4306 | 7493.8616 | 20.03% | 28.37% |  | 7493.7525 |  | -737.6457 | -826.7426 | 881.0973 | 1038.5062 |  |  | 8179.1413 | 8179.1413 | 10367.3312 | 10367.3312 |  | 7493.7525 | -0.83719 | -0.71029 |  |  | >1 | >1 | >1 | >1 |  | 9005.8839 | 9005.8839 | 11194.0738 | 11194.0738 |  | >1 | 8320.4951 | 0.50861 | 51.32% | 2267.3028 | 96.4306 | 1464.7514 | 1622.1603 | #N/A | 209.9664 | 1674.7178 | 1832.1267 |  | 912.4037 | 209.9664 | 209.9664 | 0.41194 | 0.57917 | 0.99111 | 37416.8469 | 3029.7222 | 0 | 0 | 0 | 793.6205 | 793.6205 |  | 0 | 0 | 793.6205 | 793.6205 |  | 0 | 0 | 0.4825 | 0 | 0.4825 | 29923.0944
lr-base-ae-2025 |  | All-electric | All-electric | 39264 | CZ13 | PGE | PGE | Std |  | All Electric | Mixed-fuel | 36 | NC | -718.3611 | 90.3283 | 7210.7573 | 19.07% | 27.2% |  | 7210.7245 |  | -737.6457 | -826.7426 | -141.5504 | 116.6294 |  |  | 1528.1365 | 3332.0139 | 2105.2041 | 8584.7532 |  | 7210.7245 | 5.2112 | -6.3247 |  |  | >1 | >1 | >1 | >1 |  | 2354.8791 | 4158.7565 | 2931.9467 | 9411.4959 |  | >1 | 8037.4671 | 0.47722 | 49.96% | 2167.6111 | 90.3283 | 1587.9327 | 1770.9439 | #N/A | 194.0636 | 1781.9963 | 1965.0075 |  | 1781.9963 | 925.6192 | 991.9647 | 0.41278 | 0.5425 | 0.95528 | 37813.0861 | 2885.9722 | 0 | 1043.1229 | 839.4617 | 1923.5467 | 1848.3781 |  | 0 | 0 | 1923.5467 | 1848.3781 |  | 1043.1229 | 839.4617 | 0.47806 | 0 | 0.47806 | 30602.3616
lr-base-ae-2025 |  | All-electric | All-electric | 39264 | CZ14 | SCE_SCG | SCE_SCG | Std |  | All Electric | Mixed-fuel | 36 | NC | -750.7167 | 92.9428 | 7415.988 | 20.68% | 33.02% |  | 7415.988 |  | -737.6457 | -826.7426 | -191.8772 | 88.3734 |  |  | -2239.7932 | 991.834 | -3603.8081 | 3199.5456 |  | 7415.988 | 3.8444 | -8.3469 |  |  | 0.36912 | >1 | 0.22941 | >1 |  | -1413.0506 | 1818.5766 | -2777.0655 | 4026.2882 |  | >1 | 8242.7306 | 0.48694 | 51.33% | 1967.4278 | 92.9428 | 1417.2153 | 1562.8021 | #N/A | 93.1826 | 1510.3978 | 1655.9847 |  | 1510.3978 | 738.5008 | 831.563 | 0.39056 | 0.55806 | 0.94861 | 35869.1909 | 2718.1444 | 0 | 957.1518 | 766.7141 | 1702.2751 | 1567.6112 |  | 0 | 0 | 1702.2751 | 1567.6112 |  | 957.1518 | 766.7141 | 0.46167 | 0 | 0.46167 | 28453.2029
lr-base-ae-2025 |  | All-electric | All-electric | 39264 | CZ14 | SDGE | SDGE | Std |  | All Electric | Mixed-fuel | 36 | NC | -750.7167 | 92.9428 | 7415.988 | 20.68% | 33.02% |  | 7415.988 |  | -737.6457 | -826.7426 | -154.1172 | 214.1243 |  |  | 1818.0643 | 7112.4427 | -698.3603 | 8126.7534 |  | 7415.988 | 4.7863 | -3.4449 |  |  | >1 | >1 | 1.1838 | >1 |  | 2644.8069 | 7939.1853 | 128.3823 | 8953.496 |  | >1 | 8242.7306 | 0.48694 | 51.33% | 1967.4278 | 92.9428 | 2069.9096 | 2217.5311 | #N/A | 217.3708 | 2287.2804 | 2434.9019 |  | 2287.2804 | 1235.2916 | 1100.4126 | 0.39056 | 0.55806 | 0.94861 | 35869.1909 | 2718.1444 | 0 | 1439.2889 | 936.6622 | 2441.3976 | 2220.7777 |  | 0 | 0 | 2441.3976 | 2220.7777 |  | 1439.2889 | 936.6622 | 0.46167 | 0 | 0.46167 | 28453.2029
lr-base-ae-2025 |  | All-electric | All-electric | 39264 | CZ15 | SCE_SCG | SCE_SCG | Std |  | All Electric | Mixed-fuel | 36 | NC | -602.4889 | 75.6908 | 6492.7059 | 17.72% | 27.94% |  | 6492.7387 |  | -737.6457 | -826.7426 | -151.5068 | 65.9471 |  |  | -1872.5184 | -1571.5183 | -2985.9293 | 2291.7761 |  | 6492.7387 | 4.8687 | -11.1854 |  |  | 0.44151 | 0.52608 | 0.27688 | >1 |  | -1045.7757 | -744.7756 | -2159.1866 | 3118.5188 |  | >1 | 7319.4813 | 0.40444 | 48.47% | 1910.1667 | 75.6908 | 1653.2433 | 1858.1544 | #N/A | 69.4803 | 1722.7237 | 1927.6348 |  | 1722.7237 | 838.3031 | 973.1105 | 0.38 | 0.45444 | 0.83444 | 36646.8363 | 2512.6556 | 0 | 1011.6607 | 926.5429 | 1874.2305 | 1861.6876 |  | 0 | 0 | 1874.2305 | 1861.6876 |  | 1011.6607 | 926.5429 | 0.43 | 0 | 0.43 | 30154.0976
lr-base-ae-2025 |  | All-electric | All-electric | 39264 | CZ16 | PGE | PGE | Std |  | Mixed-fuel | Mixed-fuel | 36 | NC | -1164.4 | 129.1083 | 8482.3328 | 21.14% | 43.81% |  | 8482.3328 |  | -4651.6201 | -6106.0635 | -145.4565 | 146.5395 |  |  | 4090.4057 | 8826.9689 | 5006.6022 | 12717.0377 |  | 8482.3328 | 31.9795 | -31.7431 |  |  | >1 | >1 | >1 | >1 |  | 10196.4691 | 14933.0324 | 11112.6657 | 18823.1012 |  | >1 | 14588.3963 | 0.64639 | 55.21% | 2342.2111 | 129.1083 | 1481.4304 | 1576.0509 | #N/A | 298.7196 | 1780.15 | 1874.7705 |  | 1780.15 | 990.2311 | 996.8454 | 0.39556 | 0.77528 | 1.1708 | 40118.3192 | 3506.6111 | 0 | 1097.5091 | 782.8249 | 1925.6064 | 1728.231 |  | 0 | 0 | 1925.6064 | 1728.231 |  | 1097.5091 | 782.8249 | 0.52444 | 0 | 0.52444 | 31635.9864
lr-mf-eff-2025 |  | Mixed-Fuel Efficiency + Solar Thermal | Mixed-Fuel Efficiency + Solar Thermal | 39264 | CZ01 | PGE | PGE | Std |  | Mixed-fuel | Mixed-fuel | 36 | NC | 21.1 | 22.245 | 2812.0659 | 6.895% | 14.95% |  | 2812.0659 |  | 742.6888 | 952.2196 | 64.0645 | N/A |  |  | 3008.9385 | 59.4881 | 2940.2829 | 2970.4606 |  | 2812.0659 | 11.5928 | N/A |  |  | 3.1599 | 0.062473 | 3.0878 | 3.1195 |  | 2056.719 | -892.7315 | 1988.0633 | 2018.241 |  | 2.9532 | 1859.8463 | 0.13806 | 11.74% | 2460.6028 | 129.1478 | 1381.679 | 1505.7882 | #N/A | 294.9288 | 1676.6078 | 1800.7171 |  | 1676.6078 | 933.2493 | 959.0704 | 0.40028 | 0.77556 | 1.1758 | 40781.7717 | 2439.5028 | 106.9028 | 635.1006 | 659.6641 | 1375.5982 | 1498.5035 |  | 236.9451 | 236.9451 | 1612.5433 | 1735.4487 |  | 872.0457 | 896.6092 | 0.39583 | 0.64194 | 1.0378 | 37969.7059
lr-mf-eff-2025 |  | Mixed-Fuel Efficiency + Solar Thermal | Mixed-Fuel Efficiency + Solar Thermal | 39264 | CZ02 | PGE | PGE | Std |  | Mixed-fuel | Mixed-fuel | 36 | NC | 21.9417 | 19.1939 | 2450.6189 | 6.231% | 13.81% |  | 2450.6189 |  | 541.8055 | 681.4927 | 56.6508 | N/A |  |  | 2630.4338 | 25.4836 | 2560.3281 | 2582.3158 |  | 2450.6189 | 9.564 | N/A |  |  | 3.8598 | 0.037394 | 3.7569 | 3.7892 |  | 1948.9411 | -656.009 | 1878.8354 | 1900.8231 |  | 3.596 | 1769.1263 | 0.11944 | 10.61% | 2326.4722 | 120.5158 | 1399.8275 | 1509.243 | #N/A | 272.2838 | 1672.1113 | 1781.5269 |  | 1672.1113 | 916.9066 | 934.7003 | 0.40167 | 0.72361 | 1.1253 | 39327.3677 | 2304.5306 | 101.3219 | 640.973 | 657.8505 | 1393.2564 | 1501.8063 |  | 222.2041 | 222.2041 | 1615.4606 | 1724.0104 |  | 863.1772 | 880.0547 | 0.3975 | 0.60833 | 1.0058 | 36876.7488
lr-mf-eff-2025 |  | Mixed-Fuel Efficiency + Solar Thermal | Mixed-Fuel Efficiency + Solar Thermal | 39264 | CZ03 | PGE | PGE | Std |  | Mixed-fuel | Mixed-fuel | 36 | NC | 18.5889 | 19.7547 | 2509.2968 | 6.437% | 14.41% |  | 2509.2968 |  | 541.8055 | 681.4927 | 58.4472 | N/A |  |  | 2714.9366 | 554.3074 | 2643.8258 | 2647.8918 |  | 2509.2968 | 9.27 | N/A |  |  | 3.9838 | 0.81337 | 3.8795 | 3.8854 |  | 2033.4439 | -127.1853 | 1962.3332 | 1966.3991 |  | 3.6821 | 1827.8041 | 0.12194 | 10.96% | 2345.7833 | 119.0481 | 1416.6364 | 1506.3496 | #N/A | 267.9575 | 1684.594 | 1774.3071 |  | 1684.594 | 925.0919 | 930.3004 | 0.39722 | 0.715 | 1.1122 | 38983.0443 | 2327.1944 | 99.2933 | 653.361 | 658.4001 | 1409.8999 | 1499.9346 |  | 216.2468 | 216.2468 | 1626.1467 | 1716.1814 |  | 869.6079 | 874.647 | 0.39389 | 0.59639 | 0.99028 | 36473.7475
lr-mf-eff-2025 |  | Mixed-Fuel Efficiency + Solar Thermal | Mixed-Fuel Efficiency + Solar Thermal | 39264 | CZ04 | PGE | PGE | Std |  | Mixed-fuel | Mixed-fuel | 36 | NC | 31.2972 | 14.5089 | 1944.3315 | 5.085% | 11.05% |  | 1944.3315 |  | 441.3638 | 546.1292 | 49.0714 | N/A |  |  | 2142.2106 | -482.5189 | 2033.6986 | 2050.1742 |  | 1944.3315 | 8.9943 | N/A |  |  | 3.9225 | 0 | 3.7238 | 3.754 |  | 1596.0814 | -1028.6481 | 1487.5694 | 1504.0451 |  | 3.5602 | 1398.2023 | 0.091111 | 8.425% | 2237.1028 | 115.5153 | 1451.3915 | 1561.4098 | #N/A | 259.0598 | 1710.4513 | 1820.4696 |  | 1710.4513 | 931.0465 | 949.4779 | 0.38778 | 0.69361 | 1.0814 | 38236.0467 | 2205.8056 | 101.0064 | 665.446 | 683.1909 | 1440.3291 | 1549.7031 |  | 221.0508 | 221.0508 | 1661.3799 | 1770.754 |  | 886.4969 | 904.2417 | 0.38361 | 0.60667 | 0.99028 | 36291.7152
lr-mf-eff-2025 |  | Mixed-Fuel Efficiency + Solar Thermal | Mixed-Fuel Efficiency + Solar Thermal | 39264 | CZ04 | CPAU | CPAU | Std |  | Mixed-fuel | Mixed-fuel | 36 | NC | 31.2972 | 14.5089 | 1944.3315 | 5.085% | 11.05% |  | 1944.3315 |  | 441.3638 | 546.1292 | 32.4206 | N/A |  |  | 1443.918 | 1443.918 | 0 | 0 |  | 1944.3315 | 13.6137 | N/A |  |  | 2.6439 | 2.6439 | 0 | 0 |  | 897.7888 | 897.7888 | -546.1292 | -546.1292 |  | 3.5602 | 1398.2023 | 0.091111 | 8.425% | 2237.1028 | 115.5153 | 463.5354 | 463.5354 | #N/A | 446.8822 | 910.4176 | 910.4176 |  | 910.4176 | 0 | 0 | 0.38778 | 0.69361 | 1.0814 | 38236.0467 | 2205.8056 | 101.0064 | 0 | 0 | 457.3536 | 457.3536 |  | 420.6435 | 0 | 877.9971 | 877.9971 |  | 0 | 0 | 0.38361 | 0.60667 | 0.99028 | 36291.7152
lr-mf-eff-2025 |  | Mixed-Fuel Efficiency + Solar Thermal | Mixed-Fuel Efficiency + Solar Thermal | 39264 | CZ05 | PGE | PGE | Std |  | Mixed-fuel | Mixed-fuel | 36 | NC | 17.7528 | 22.5792 | 2836.824 | 7.515% | 16.92% |  | 2836.824 |  | 541.8055 | 681.4927 | 65.4313 | N/A |  |  | 3078.2128 | 813.6535 | 3012.2241 | 3026.7302 |  | 2836.824 | 8.2805 | N/A |  |  | 4.5169 | 1.1939 | 4.42 | 4.4413 |  | 2396.7202 | 132.1609 | 2330.7315 | 2345.2376 |  | 4.1627 | 2155.3313 | 0.13889 | 12.68% | 2247.4611 | 119.58 | 1369.6771 | 1464.3121 | #N/A | 268.8157 | 1638.4928 | 1733.1278 |  | 1638.4928 | 898.8277 | 906.9813 | 0.37694 | 0.71806 | 1.095 | 37751.2453 | 2229.7083 | 97.0008 | 626.7514 | 634.3005 | 1363.6667 | 1458.0323 |  | 209.3948 | 209.3948 | 1573.0615 | 1667.427 |  | 836.1462 | 843.6953 | 0.37361 | 0.5825 | 0.95611 | 34914.4213
lr-mf-eff-2025 |  | Mixed-Fuel Efficiency + Solar Thermal | Mixed-Fuel Efficiency + Solar Thermal | 39264 | CZ05 | PGE | SCE_SCG | Std |  | Mixed-fuel | Mixed-fuel | 36 | NC | 17.7528 | 22.5792 | 2836.824 | 7.515% | 16.92% |  | 2836.824 |  | 541.8055 | 681.4927 | 37.3332 | N/A |  |  | 1690.8372 | -573.7221 | 1284.5636 | 1299.0697 |  | 2836.824 | 14.5127 | N/A |  |  | 2.4811 | 0 | 1.8849 | 1.9062 |  | 1009.3446 | -1255.2147 | 603.071 | 617.5771 |  | 4.1627 | 2155.3313 | 0.13889 | 12.68% | 2247.4611 | 119.58 | 1369.6771 | 1464.3121 | #N/A | 129.4398 | 1499.1169 | 1593.7519 |  | 1499.1169 | 723.0306 | 731.1842 | 0.37694 | 0.71806 | 1.095 | 37751.2453 | 2229.7083 | 97.0008 | 626.7514 | 634.3005 | 1363.6667 | 1458.0323 |  | 98.117 | 68.5875 | 1461.7837 | 1556.1492 |  | 695.3389 | 702.888 | 0.37361 | 0.5825 | 0.95611 | 34914.4213
lr-mf-eff-2025 |  | Mixed-Fuel Efficiency + Solar Thermal | Mixed-Fuel Efficiency + Solar Thermal | 39264 | CZ06 | SCE_SCG | SCE_SCG | Std |  | Mixed-fuel | Mixed-fuel | 36 | NC | 4.7528 | 14.2492 | 1742.2309 | 4.999% | 11.93% |  | 1742.2309 |  | 441.3638 | 546.1292 | 20.9067 | N/A |  |  | 993.4029 | -1284.2635 | 764.8746 | 777.9153 |  | 1742.2309 | 21.1111 | N/A |  |  | 1.819 | 0 | 1.4005 | 1.4244 |  | 447.2737 | -1830.3927 | 218.7454 | 231.7861 |  | 3.1901 | 1196.1017 | 0.086389 | 8.608% | 1842.8972 | 109.5639 | 1234.9825 | 1330.3782 | #N/A | 115.0921 | 1350.0746 | 1445.4703 |  | 1350.0746 | 658.5986 | 718.9988 | 0.34556 | 0.65806 | 1.0036 | 34851.4899 | 1838.1444 | 95.3147 | 575.9836 | 635.8404 | 1233.4502 | 1328.3619 |  | 95.7178 | 66.7149 | 1329.1679 | 1424.0797 |  | 642.6985 | 702.5553 | 0.34472 | 0.5725 | 0.91722 | 33109.2589
lr-mf-eff-2025 |  | Mixed-Fuel Efficiency + Solar Thermal | Mixed-Fuel Efficiency + Solar Thermal | 39264 | CZ07 | SDGE | SDGE | Std |  | Mixed-fuel | Mixed-fuel | 36 | NC | 4.4917 | 21.8303 | 2662.47 | 7.229% | 18.5% |  | 2662.4264 |  | 541.8055 | 681.4927 | 60.7875 | N/A |  |  | 2936.2374 | 2443.6023 | 2304.0572 | 2315.0721 |  | 2662.4264 | 8.9131 | N/A |  |  | 4.3085 | 3.5857 | 3.3809 | 3.3971 |  | 2254.7448 | 1762.1096 | 1622.5646 | 1633.5795 |  | 3.9068 | 1980.9337 | 0.13167 | 13.12% | 2217.9139 | 108.2675 | 1855.0054 | 1876.0812 | #N/A | 256.5818 | 2111.5872 | 2132.6631 |  | 2111.5872 | 1150.1335 | 974.5073 | 0.35333 | 0.65028 | 1.0036 | 36832.1405 | 2213.4222 | 86.4372 | 952.5635 | 776.4782 | 1852.4357 | 1872.9641 |  | 198.364 | 150.3158 | 2050.7997 | 2071.3281 |  | 1102.8793 | 926.794 | 0.35278 | 0.51917 | 0.87194 | 34169.7141
lr-mf-eff-2025 |  | Mixed-Fuel Efficiency + Solar Thermal | Mixed-Fuel Efficiency + Solar Thermal | 39264 | CZ08 | SCE_SCG | SCE_SCG | Std |  | Mixed-fuel | Mixed-fuel | 36 | NC | 19.0972 | 15.0667 | 1899.276 | 5.324% | 12.81% |  | 1899.2869 |  | 441.3638 | 546.1292 | 28.2405 | N/A |  |  | 1197.5771 | -1031.239 | 906.7338 | 907.1789 |  | 1899.2869 | 15.6288 | N/A |  |  | 2.1928 | 0 | 1.6603 | 1.6611 |  | 651.4479 | -1577.3682 | 360.6046 | 361.0497 |  | 3.4777 | 1353.1577 | 0.092222 | 9.25% | 2080.9889 | 105.9328 | 1359.6667 | 1452.2393 | #N/A | 110.2744 | 1469.9411 | 1562.5137 |  | 1469.9411 | 733.6268 | 792.1719 | 0.36083 | 0.63611 | 0.99694 | 35672.7619 | 2061.8917 | 90.8661 | 650.6347 | 709.1613 | 1351.9109 | 1444.787 |  | 89.7897 | 62.096 | 1441.7006 | 1534.5767 |  | 712.7308 | 771.2573 | 0.35917 | 0.54556 | 0.90472 | 33773.4749
lr-mf-eff-2025 |  | Mixed-Fuel Efficiency + Solar Thermal | Mixed-Fuel Efficiency + Solar Thermal | 39264 | CZ09 | SCE_SCG | SCE_SCG | Std |  | Mixed-fuel | Mixed-fuel | 36 | NC | 24.7972 | 16.21 | 2082.5626 | 5.793% | 13.68% |  | 2082.5189 |  | 441.3638 | 546.1292 | 31.3399 | N/A |  |  | 1311.3803 | -1700.8272 | 990.7716 | 994.4109 |  | 2082.5189 | 14.0831 | N/A |  |  | 2.4012 | 0 | 1.8142 | 1.8208 |  | 765.2511 | -2246.9564 | 444.6424 | 448.2817 |  | 3.8132 | 1536.3897 | 0.10056 | 9.961% | 1967.8083 | 106.7408 | 1320.4637 | 1445.8662 | #N/A | 111.4004 | 1431.8641 | 1557.2666 |  | 1431.8641 | 703.5821 | 784.2074 | 0.36833 | 0.64111 | 1.0094 | 35947.9371 | 1943.0111 | 90.5308 | 618.7014 | 699.175 | 1311.162 | 1436.6825 |  | 89.3623 | 61.7634 | 1400.5242 | 1526.0447 |  | 680.4648 | 760.9385 | 0.36528 | 0.54361 | 0.90889 | 33865.4181
lr-mf-eff-2025 |  | Mixed-Fuel Efficiency + Solar Thermal | Mixed-Fuel Efficiency + Solar Thermal | 39264 | CZ10 | SCE_SCG | SCE_SCG | Std |  | Mixed-fuel | Mixed-fuel | 36 | NC | 36.3444 | 17.3247 | 2259.087 | 6.553% | 17.1% |  | 2258.9888 |  | 441.3638 | 546.1292 | 35.261 | N/A |  |  | 1443.0812 | -1997.6842 | 1085.5473 | 1121.3626 |  | 2258.9888 | 12.5171 | N/A |  |  | 2.6424 | 0 | 1.9877 | 2.0533 |  | 896.9521 | -2543.8134 | 539.4182 | 575.2334 |  | 4.1364 | 1712.8596 | 0.10722 | 11.78% | 2070.8778 | 89.4731 | 1361.8525 | 1507.0685 | #N/A | 88.0088 | 1449.8614 | 1595.0773 |  | 1449.8614 | 710.3252 | 804.0663 | 0.37306 | 0.53722 | 0.91028 | 34471.6107 | 2034.5333 | 72.1483 | 642.1041 | 734.3527 | 1350.1114 | 1493.4902 |  | 64.489 | 42.3753 | 1414.6004 | 1557.9791 |  | 684.4794 | 776.7281 | 0.36972 | 0.43333 | 0.80306 | 32212.6219
lr-mf-eff-2025 |  | Mixed-Fuel Efficiency + Solar Thermal | Mixed-Fuel Efficiency + Solar Thermal | 39264 | CZ10 | SDGE | SDGE | Std |  | Mixed-fuel | Mixed-fuel | 36 | NC | 36.3444 | 17.3247 | 2259.087 | 6.553% | 17.1% |  | 2258.9888 |  | 441.3638 | 546.1292 | 64.5959 | N/A |  |  | 2718.6812 | 300.6679 | 2081.8759 | 2037.8886 |  | 2258.9888 | 6.8327 | N/A |  |  | 4.9781 | 0.55054 | 3.8121 | 3.7315 |  | 2172.552 | -245.4613 | 1535.7467 | 1491.7594 |  | 4.1364 | 1712.8596 | 0.10722 | 11.78% | 2070.8778 | 89.4731 | 2017.5059 | 2118.6784 | #N/A | 207.2303 | 2224.7362 | 2325.9087 |  | 2224.7362 | 1202.46 | 1048.6149 | 0.37306 | 0.53722 | 0.91028 | 34471.6107 | 2034.5333 | 72.1483 | 1033.3864 | 881.3742 | 1998.954 | 2099.7141 |  | 161.1863 | 120.881 | 2160.1403 | 2260.9004 |  | 1154.2673 | 1002.2552 | 0.36972 | 0.43333 | 0.80306 | 32212.6219
lr-mf-eff-2025 |  | Mixed-Fuel Efficiency + Solar Thermal | Mixed-Fuel Efficiency + Solar Thermal | 39264 | CZ11 | PGE | PGE | Std |  | Mixed-fuel | Mixed-fuel | 36 | NC | 60.0139 | 16.0656 | 2252.7829 | 5.895% | 14.46% |  | 2252.6629 |  | 441.3638 | 546.1292 | 62.2 | N/A |  |  | 2553.4418 | -1647.9091 | 2357.5533 | 2414.8921 |  | 2252.6629 | 7.0959 | N/A |  |  | 4.6755 | 0 | 4.3168 | 4.4218 |  | 2007.3127 | -2194.0383 | 1811.4241 | 1868.7629 |  | 4.1248 | 1706.5337 | 0.10222 | 10.48% | 2392.9361 | 91.8103 | 1584.9355 | 1763.2389 | #N/A | 197.9708 | 1782.9063 | 1961.2096 |  | 1782.9063 | 935.8494 | 998.8622 | 0.42389 | 0.55139 | 0.97528 | 38217.5053 | 2332.9222 | 75.7447 | 725.64 | 786.2634 | 1564.5341 | 1739.6069 |  | 156.1722 | 156.1722 | 1720.7062 | 1895.7791 |  | 881.8122 | 942.4356 | 0.41833 | 0.45472 | 0.87306 | 35964.8424
lr-mf-eff-2025 |  | Mixed-Fuel Efficiency + Solar Thermal | Mixed-Fuel Efficiency + Solar Thermal | 39264 | CZ12 | PGE | PGE | Std |  | Mixed-fuel | Mixed-fuel | 36 | NC | 35.0056 | 14.4617 | 1954.791 | 5.224% | 12.42% |  | 1954.6928 |  | 441.3638 | 546.1292 | 49.0901 | N/A |  |  | 2132.642 | -1601.8139 | 2019.687 | 2053.9471 |  | 1954.6928 | 8.9909 | N/A |  |  | 3.905 | 0 | 3.6982 | 3.7609 |  | 1586.5128 | -2147.9431 | 1473.5578 | 1507.8179 |  | 3.5792 | 1408.5636 | 0.091389 | 9.221% | 2267.3028 | 96.4306 | 1464.7514 | 1622.1603 | #N/A | 209.9664 | 1674.7178 | 1832.1267 |  | 1674.7178 | 883.4189 | 932.6324 | 0.41194 | 0.57917 | 0.99111 | 37416.8469 | 2232.2972 | 81.9689 | 666.6836 | 714.4694 | 1453.2756 | 1608.8926 |  | 172.3521 | 172.3521 | 1625.6277 | 1781.2447 |  | 839.0357 | 886.8215 | 0.4075 | 0.49222 | 0.89972 | 35462.1541
lr-mf-eff-2025 |  | Mixed-Fuel Efficiency + Solar Thermal | Mixed-Fuel Efficiency + Solar Thermal | 39264 | CZ12 | SMUD | PGE | Std |  | Mixed-fuel | Mixed-fuel | 36 | NC | 35.0056 | 14.4617 | 1954.791 | 5.224% | 12.42% |  | 1954.6928 |  | 441.3638 | 546.1292 | 805.358 | N/A |  |  | 1987.5476 | 1987.5476 | 1857.2478 | 1857.2478 |  | 1954.6928 | 0.54803 | N/A |  |  | 3.6393 | 3.6393 | 3.4007 | 3.4007 |  | 1441.4184 | 1441.4184 | 1311.1186 | 1311.1186 |  | 3.5792 | 1408.5636 | 0.091389 | 9.221% | 2267.3028 | 96.4306 | 1464.7514 | 1622.1603 | #N/A | 209.9664 | 1674.7178 | 1832.1267 |  | 912.4037 | 209.9664 | 209.9664 | 0.41194 | 0.57917 | 0.99111 | 37416.8469 | 2232.2972 | 81.9689 | 0 | 0 | 697.0077 | 697.0077 |  | 172.3521 | 172.3521 | 869.3598 | 869.3598 |  | 172.3521 | 172.3521 | 0.4075 | 0.49222 | 0.89972 | 35462.1541
lr-mf-eff-2025 |  | Mixed-Fuel Efficiency + Solar Thermal | Mixed-Fuel Efficiency + Solar Thermal | 39264 | CZ13 | PGE | PGE | Std |  | Mixed-fuel | Mixed-fuel | 36 | NC | 57.0222 | 12.7192 | 1831.4693 | 4.843% | 11.44% |  | 1831.4475 |  | 441.3638 | 546.1292 | 52.7885 | N/A |  |  | 2106.0162 | -2206.9783 | 1917.8284 | 1974.9291 |  | 1831.4475 | 8.361 | N/A |  |  | 3.8563 | 0 | 3.5117 | 3.6162 |  | 1559.887 | -2753.1075 | 1371.6992 | 1428.7999 |  | 3.3535 | 1285.3183 | 0.081111 | 8.491% | 2167.6111 | 90.3283 | 1587.9327 | 1770.9439 | #N/A | 194.0636 | 1781.9963 | 1965.0075 |  | 1781.9963 | 925.6192 | 991.9647 | 0.41278 | 0.5425 | 0.95528 | 37813.0861 | 2110.5889 | 77.6092 | 719.677 | 783.6431 | 1568.2122 | 1747.9373 |  | 160.9956 | 160.9956 | 1729.2078 | 1908.9329 |  | 880.6727 | 944.6388 | 0.40806 | 0.46611 | 0.87417 | 35981.6387
lr-mf-eff-2025 |  | Mixed-Fuel Efficiency + Solar Thermal | Mixed-Fuel Efficiency + Solar Thermal | 39264 | CZ14 | SCE_SCG | SCE_SCG | Std |  | Mixed-fuel | Mixed-fuel | 36 | NC | 63.9611 | 9.0625 | 1426.0249 | 3.976% | 8.436% |  | 1426.0467 |  | 441.3638 | 546.1292 | 32.3182 | N/A |  |  | 1089.903 | -2363.6847 | 789.9657 | 819.9813 |  | 1426.0467 | 13.6568 | N/A |  |  | 1.9957 | 0 | 1.4465 | 1.5014 |  | 543.7738 | -2909.8139 | 243.8365 | 273.8521 |  | 2.6112 | 879.9175 | 0.060278 | 6.354% | 1967.4278 | 92.9428 | 1417.2153 | 1562.8021 | #N/A | 93.1826 | 1510.3978 | 1655.9847 |  | 1510.3978 | 738.5008 | 831.563 | 0.39056 | 0.55806 | 0.94861 | 35869.1909 | 1903.4667 | 83.8803 | 660.6997 | 752.5112 | 1397.2831 | 1541.1962 |  | 80.7965 | 55.0955 | 1478.0796 | 1621.9927 |  | 715.7952 | 807.6067 | 0.38472 | 0.50361 | 0.88833 | 34443.1443
lr-mf-eff-2025 |  | Mixed-Fuel Efficiency + Solar Thermal | Mixed-Fuel Efficiency + Solar Thermal | 39264 | CZ14 | SDGE | SDGE | Std |  | Mixed-fuel | Mixed-fuel | 36 | NC | 63.9611 | 9.0625 | 1426.0249 | 3.976% | 8.436% |  | 1426.0467 |  | 441.3638 | 546.1292 | 50.7574 | N/A |  |  | 1829.1484 | -1659.4414 | 1353.0695 | 1301.926 |  | 1426.0467 | 8.6956 | N/A |  |  | 3.3493 | 0 | 2.4776 | 2.3839 |  | 1283.0193 | -2205.5706 | 806.9403 | 755.7968 |  | 2.6112 | 879.9175 | 0.060278 | 6.354% | 1967.4278 | 92.9428 | 2069.9096 | 2217.5311 | #N/A | 217.3708 | 2287.2804 | 2434.9019 |  | 2287.2804 | 1235.2916 | 1100.4126 | 0.39056 | 0.55806 | 0.94861 | 35869.1909 | 1903.4667 | 83.8803 | 1052.7606 | 920.0129 | 2043.2312 | 2188.6029 |  | 193.2918 | 146.313 | 2236.5231 | 2381.8947 |  | 1199.0737 | 1066.3259 | 0.38472 | 0.50361 | 0.88833 | 34443.1443
lr-mf-eff-2025 |  | Mixed-Fuel Efficiency + Solar Thermal | Mixed-Fuel Efficiency + Solar Thermal | 39264 | CZ15 | SCE_SCG | SCE_SCG | Std |  | Mixed-fuel | Mixed-fuel | 36 | NC | 126.4944 | 9.0847 | 1653.6579 | 4.512% | 11.36% |  | 1653.6688 |  | 340.9221 | 410.7657 | 54.4586 | N/A | -146.2039 | -146.2039 | 1620.1364 | -3195.3101 | 1140.7067 | 1212.6208 |  | 1653.6688 | 6.2602 | N/A |  |  | 3.9442 | 0 | 2.777 | 2.9521 |  | 1209.3706 | -3606.0758 | 729.9409 | 801.8551 |  | 4.0258 | 1242.9031 | 0.060833 | 7.29% | 1910.1667 | 75.6908 | 1653.2433 | 1858.1544 | #N/A | 69.4803 | 1722.7237 | 1927.6348 |  | 1722.7237 | 838.3031 | 973.1105 | 0.38 | 0.45444 | 0.83444 | 36646.8363 | 1783.6722 | 66.6061 | 764.2974 | 896.108 | 1611.128 | 1811.7906 |  | 57.137 | 36.6477 | 1668.2651 | 1868.9276 |  | 800.9451 | 932.7557 | 0.37361 | 0.4 | 0.77361 | 34993.1675
lr-mf-eff-2025 |  | Mixed-Fuel Efficiency + Solar Thermal | Mixed-Fuel Efficiency + Solar Thermal | 39264 | CZ16 | PGE | PGE | Std |  | Mixed-fuel | Mixed-fuel | 36 | NC | 7.3972 | 27.6736 | 3411.4963 | 8.504% | 18.56% |  | 3411.3872 |  | 749.0683 | 888.7555 | 76.1977 | N/A |  |  | 3692.0759 | 1419.887 | 3657.4974 | 3665.6696 |  | 3411.3872 | 9.8306 | N/A |  |  | 4.1542 | 1.5976 | 4.1153 | 4.1245 |  | 2803.3204 | 531.1315 | 2768.7419 | 2776.9141 |  | 3.8384 | 2522.6317 | 0.16833 | 14.38% | 2342.2111 | 129.1083 | 1481.4304 | 1576.0509 | #N/A | 298.7196 | 1780.15 | 1874.7705 |  | 1780.15 | 990.2311 | 996.8454 | 0.39556 | 0.77528 | 1.1708 | 40118.3192 | 2334.8139 | 101.4347 | 690.1835 | 696.4572 | 1478.6614 | 1573.3449 |  | 225.2909 | 225.2909 | 1703.9523 | 1798.6358 |  | 915.4744 | 921.7481 | 0.39333 | 0.60917 | 1.0025 | 36706.932
Note on AC6: [Threaded comment] Your version of Excel allows you to read this threaded comment; however, any edits to it will get removed if the file is opened in a newer version of Excel. Learn more: https://go.microsoft.com/fwlink/?linkid=870924 Comment: Note this is the sum of savings over 30 years, not average per year.
Note on AD6: [Threaded comment] Your version of Excel allows you to read this threaded comment; however, any edits to it will get removed if the file is opened in a newer version of Excel. Learn more: https://go.microsoft.com/fwlink/?linkid=870924 Comment: Note this is the sum of savings over 30 years, not average per year.
Note on AE6: [Threaded comment] Your version of Excel allows you to read this threaded comment; however, any edits to it will get removed if the file is opened in a newer version of Excel. Learn more: https://go.microsoft.com/fwlink/?linkid=870924 Comment: Note this is the sum of savings over 30 years, not average per year.
Note on AF6: [Threaded comment] Your version of Excel allows you to read this threaded comment; however, any edits to it will get removed if the file is opened in a newer version of Excel. Learn more: https://go.microsoft.com/fwlink/?linkid=870924 Comment: Note this is the sum of savings over 30 years, not average per year.
Note on C112: [Threaded comment] Your version of Excel allows you to read this threaded comment; however, any edits to it will get removed if the file is opened in a newer version of Excel. Learn more: https://go.microsoft.com/fwlink/?linkid=870924 Comment: Should this be a separate option? Or will it only show up in the c/e explorer when the existing building has 0.20 solar reflectance?
Note on C257: [Threaded comment] Your version of Excel allows you to read this threaded comment; however, any edits to it will get removed if the file is opened in a newer version of Excel. Learn more: https://go.microsoft.com/fwlink/?linkid=870924 Comment: Should this be a separate option? Or will it only show up in the c/e explorer when the existing building has 0.20 solar reflectance?
Note on C286: [Threaded comment] Your version of Excel allows you to read this threaded comment; however, any edits to it will get removed if the file is opened in a newer version of Excel. Learn more: https://go.microsoft.com/fwlink/?linkid=870924 Comment: Should this be a separate option? Or will it only show up in the c/e explorer when the existing building has 0.20 solar reflectance?
Note on C315: [Threaded comment] Your version of Excel allows you to read this threaded comment; however, any edits to it will get removed if the file is opened in a newer version of Excel. Learn more: https://go.microsoft.com/fwlink/?linkid=870924 Comment: Should this be a separate option? Or will it only show up in the c/e explorer when the existing building has 0.20 solar reflectance?
Note on C344: [Threaded comment] Your version of Excel allows you to read this threaded comment; however, any edits to it will get removed if the file is opened in a newer version of Excel. Learn more: https://go.microsoft.com/fwlink/?linkid=870924 Comment: Should this be a separate option? Or will it only show up in the c/e explorer when the existing building has 0.20 solar reflectance?
Note on C373: [Threaded comment] Your version of Excel allows you to read this threaded comment; however, any edits to it will get removed if the file is opened in a newer version of Excel. Learn more: https://go.microsoft.com/fwlink/?linkid=870924 Comment: Should this be a separate option? Or will it only show up in the c/e explorer when the existing building has 0.20 solar reflectance?
Note on C402: [Threaded comment] Your version of Excel allows you to read this threaded comment; however, any edits to it will get removed if the file is opened in a newer version of Excel. Learn more: https://go.microsoft.com/fwlink/?linkid=870924 Comment: Should this be a separate option? Or will it only show up in the c/e explorer when the existing building has 0.20 solar reflectance?
Note on C518: [Threaded comment] Your version of Excel allows you to read this threaded comment; however, any edits to it will get removed if the file is opened in a newer version of Excel. Learn more: https://go.microsoft.com/fwlink/?linkid=870924 Comment: Should this be a separate option? Or will it only show up in the c/e explorer when the existing building has 0.20 solar reflectance?
Note on C547: [Threaded comment] Your version of Excel allows you to read this threaded comment; however, any edits to it will get removed if the file is opened in a newer version of Excel. Learn more: https://go.microsoft.com/fwlink/?linkid=870924 Comment: Should this be a separate option? Or will it only show up in the c/e explorer when the existing building has 0.20 solar reflectance?
Note on C688: [Threaded comment] Your version of Excel allows you to read this threaded comment; however, any edits to it will get removed if the file is opened in a newer version of Excel. Learn more: https://go.microsoft.com/fwlink/?linkid=870924 Comment: Should this be a separate option? Or will it only show up in the c/e explorer when the existing building has 0.20 solar reflectance?
Note on C716: [Threaded comment] Your version of Excel allows you to read this threaded comment; however, any edits to it will get removed if the file is opened in a newer version of Excel. Learn more: https://go.microsoft.com/fwlink/?linkid=870924 Comment: Should this be a separate option? Or will it only show up in the c/e explorer when the existing building has 0.20 solar reflectance?
Note on C856: [Threaded comment] Your version of Excel allows you to read this threaded comment; however, any edits to it will get removed if the file is opened in a newer version of Excel. Learn more: https://go.microsoft.com/fwlink/?linkid=870924 Comment: Should this be a separate option? Or will it only show up in the c/e explorer when the existing building has 0.20 solar reflectance?
Note on C884: [Threaded comment] Your version of Excel allows you to read this threaded comment; however, any edits to it will get removed if the file is opened in a newer version of Excel. Learn more: https://go.microsoft.com/fwlink/?linkid=870924 Comment: Should this be a separate option? Or will it only show up in the c/e explorer when the existing building has 0.20 solar reflectance?
Note on C912: [Threaded comment] Your version of Excel allows you to read this threaded comment; however, any edits to it will get removed if the file is opened in a newer version of Excel. Learn more: https://go.microsoft.com/fwlink/?linkid=870924 Comment: Should this be a separate option? Or will it only show up in the c/e explorer when the existing building has 0.20 solar reflectance?
Note on C940: [Threaded comment] Your version of Excel allows you to read this threaded comment; however, any edits to it will get removed if the file is opened in a newer version of Excel. Learn more: https://go.microsoft.com/fwlink/?linkid=870924 Comment: Should this be a separate option? Or will it only show up in the c/e explorer when the existing building has 0.20 solar reflectance?
Note on C968: [Threaded comment] Your version of Excel allows you to read this threaded comment; however, any edits to it will get removed if the file is opened in a newer version of Excel. Learn more: https://go.microsoft.com/fwlink/?linkid=870924 Comment: Should this be a separate option? Or will it only show up in the c/e explorer when the existing building has 0.20 solar reflectance?
Note on C996: [Threaded comment] Your version of Excel allows you to read this threaded comment; however, any edits to it will get removed if the file is opened in a newer version of Excel. Learn more: https://go.microsoft.com/fwlink/?linkid=870924 Comment: Should this be a separate option? Or will it only show up in the c/e explorer when the existing building has 0.20 solar reflectance?
Note on C1024: [Threaded comment] Your version of Excel allows you to read this threaded comment; however, any edits to it will get removed if the file is opened in a newer version of Excel. Learn more: https://go.microsoft.com/fwlink/?linkid=870924 Comment: Should this be a separate option? Or will it only show up in the c/e explorer when the existing building has 0.20 solar reflectance?
Note on C1052: [Threaded comment] Your version of Excel allows you to read this threaded comment; however, any edits to it will get removed if the file is opened in a newer version of Excel. Learn more: https://go.microsoft.com/fwlink/?linkid=870924 Comment: Should this be a separate option? Or will it only show up in the c/e explorer when the existing building has 0.20 solar reflectance?
Note on C1080: [Threaded comment] Your version of Excel allows you to read this threaded comment; however, any edits to it will get removed if the file is opened in a newer version of Excel. Learn more: https://go.microsoft.com/fwlink/?linkid=870924 Comment: Should this be a separate option? Or will it only show up in the c/e explorer when the existing building has 0.20 solar reflectance?
Note on C1108: [Threaded comment] Your version of Excel allows you to read this threaded comment; however, any edits to it will get removed if the file is opened in a newer version of Excel. Learn more: https://go.microsoft.com/fwlink/?linkid=870924 Comment: Should this be a separate option? Or will it only show up in the c/e explorer when the existing building has 0.20 solar reflectance?
Note on C1136: [Threaded comment] Your version of Excel allows you to read this threaded comment; however, any edits to it will get removed if the file is opened in a newer version of Excel. Learn more: https://go.microsoft.com/fwlink/?linkid=870924 Comment: Should this be a separate option? Or will it only show up in the c/e explorer when the existing building has 0.20 solar reflectance?
Note on C1268: [Threaded comment] Your version of Excel allows you to read this threaded comment; however, any edits to it will get removed if the file is opened in a newer version of Excel. Learn more: https://go.microsoft.com/fwlink/?linkid=870924 Comment: Should this be a separate option? Or will it only show up in the c/e explorer when the existing building has 0.20 solar reflectance?
Note on C1294: [Threaded comment] Your version of Excel allows you to read this threaded comment; however, any edits to it will get removed if the file is opened in a newer version of Excel. Learn more: https://go.microsoft.com/fwlink/?linkid=870924 Comment: Should this be a separate option? Or will it only show up in the c/e explorer when the existing building has 0.20 solar reflectance?
Note on C1424: [Threaded comment] Your version of Excel allows you to read this threaded comment; however, any edits to it will get removed if the file is opened in a newer version of Excel. Learn more: https://go.microsoft.com/fwlink/?linkid=870924 Comment: Should this be a separate option? Or will it only show up in the c/e explorer when the existing building has 0.20 solar reflectance?
Note on C1450: [Threaded comment] Your version of Excel allows you to read this threaded comment; however, any edits to it will get removed if the file is opened in a newer version of Excel. Learn more: https://go.microsoft.com/fwlink/?linkid=870924 Comment: Should this be a separate option? Or will it only show up in the c/e explorer when the existing building has 0.20 solar reflectance?
Note on C1476: [Threaded comment] Your version of Excel allows you to read this threaded comment; however, any edits to it will get removed if the file is opened in a newer version of Excel. Learn more: https://go.microsoft.com/fwlink/?linkid=870924 Comment: Should this be a separate option? Or will it only show up in the c/e explorer when the existing building has 0.20 solar reflectance?
Note on C1502: [Threaded comment] Your version of Excel allows you to read this threaded comment; however, any edits to it will get removed if the file is opened in a newer version of Excel. Learn more: https://go.microsoft.com/fwlink/?linkid=870924 Comment: Should this be a separate option? Or will it only show up in the c/e explorer when the existing building has 0.20 solar reflectance?
Note on C1528: [Threaded comment] Your version of Excel allows you to read this threaded comment; however, any edits to it will get removed if the file is opened in a newer version of Excel. Learn more: https://go.microsoft.com/fwlink/?linkid=870924 Comment: Should this be a separate option? Or will it only show up in the c/e explorer when the existing building has 0.20 solar reflectance?
Note on C1554: [Threaded comment] Your version of Excel allows you to read this threaded comment; however, any edits to it will get removed if the file is opened in a newer version of Excel. Learn more: https://go.microsoft.com/fwlink/?linkid=870924 Comment: Should this be a separate option? Or will it only show up in the c/e explorer when the existing building has 0.20 solar reflectance?
Note on C1580: [Threaded comment] Your version of Excel allows you to read this threaded comment; however, any edits to it will get removed if the file is opened in a newer version of Excel. Learn more: https://go.microsoft.com/fwlink/?linkid=870924 Comment: Should this be a separate option? Or will it only show up in the c/e explorer when the existing building has 0.20 solar reflectance?
Note on C1606: [Threaded comment] Your version of Excel allows you to read this threaded comment; however, any edits to it will get removed if the file is opened in a newer version of Excel. Learn more: https://go.microsoft.com/fwlink/?linkid=870924 Comment: Should this be a separate option? Or will it only show up in the c/e explorer when the existing building has 0.20 solar reflectance?
Note on C1632: [Threaded comment] Your version of Excel allows you to read this threaded comment; however, any edits to it will get removed if the file is opened in a newer version of Excel. Learn more: https://go.microsoft.com/fwlink/?linkid=870924 Comment: Should this be a separate option? Or will it only show up in the c/e explorer when the existing building has 0.20 solar reflectance?
Note on C1658: [Threaded comment] Your version of Excel allows you to read this threaded comment; however, any edits to it will get removed if the file is opened in a newer version of Excel. Learn more: https://go.microsoft.com/fwlink/?linkid=870924 Comment: Should this be a separate option? Or will it only show up in the c/e explorer when the existing building has 0.20 solar reflectance?
Note on C1684: [Threaded comment] Your version of Excel allows you to read this threaded comment; however, any edits to it will get removed if the file is opened in a newer version of Excel. Learn more: https://go.microsoft.com/fwlink/?linkid=870924 Comment: Should this be a separate option? Or will it only show up in the c/e explorer when the existing building has 0.20 solar reflectance?
Note on C1826: [Threaded comment] Your version of Excel allows you to read this threaded comment; however, any edits to it will get removed if the file is opened in a newer version of Excel. Learn more: https://go.microsoft.com/fwlink/?linkid=870924 Comment: Should this be a separate option? Or will it only show up in the c/e explorer when the existing building has 0.20 solar reflectance?
Note on C1855: [Threaded comment] Your version of Excel allows you to read this threaded comment; however, any edits to it will get removed if the file is opened in a newer version of Excel. Learn more: https://go.microsoft.com/fwlink/?linkid=870924 Comment: Should this be a separate option? Or will it only show up in the c/e explorer when the existing building has 0.20 solar reflectance?
Note on C2000: [Threaded comment] Your version of Excel allows you to read this threaded comment; however, any edits to it will get removed if the file is opened in a newer version of Excel. Learn more: https://go.microsoft.com/fwlink/?linkid=870924 Comment: Should this be a separate option? Or will it only show up in the c/e explorer when the existing building has 0.20 solar reflectance?
Note on C2029: [Threaded comment] Your version of Excel allows you to read this threaded comment; however, any edits to it will get removed if the file is opened in a newer version of Excel. Learn more: https://go.microsoft.com/fwlink/?linkid=870924 Comment: Should this be a separate option? Or will it only show up in the c/e explorer when the existing building has 0.20 solar reflectance?
Note on C2058: [Threaded comment] Your version of Excel allows you to read this threaded comment; however, any edits to it will get removed if the file is opened in a newer version of Excel. Learn more: https://go.microsoft.com/fwlink/?linkid=870924 Comment: Should this be a separate option? Or will it only show up in the c/e explorer when the existing building has 0.20 solar reflectance?
Note on C2087: [Threaded comment] Your version of Excel allows you to read this threaded comment; however, any edits to it will get removed if the file is opened in a newer version of Excel. Learn more: https://go.microsoft.com/fwlink/?linkid=870924 Comment: Should this be a separate option? Or will it only show up in the c/e explorer when the existing building has 0.20 solar reflectance?
Note on C2116: [Threaded comment] Your version of Excel allows you to read this threaded comment; however, any edits to it will get removed if the file is opened in a newer version of Excel. Learn more: https://go.microsoft.com/fwlink/?linkid=870924 Comment: Should this be a separate option? Or will it only show up in the c/e explorer when the existing building has 0.20 solar reflectance?
Note on C2145: [Threaded comment] Your version of Excel allows you to read this threaded comment; however, any edits to it will get removed if the file is opened in a newer version of Excel. Learn more: https://go.microsoft.com/fwlink/?linkid=870924 Comment: Should this be a separate option? Or will it only show up in the c/e explorer when the existing building has 0.20 solar reflectance?
Note on C2174: [Threaded comment] Your version of Excel allows you to read this threaded comment; however, any edits to it will get removed if the file is opened in a newer version of Excel. Learn more: https://go.microsoft.com/fwlink/?linkid=870924 Comment: Should this be a separate option? Or will it only show up in the c/e explorer when the existing building has 0.20 solar reflectance?
Note on C2203: [Threaded comment] Your version of Excel allows you to read this threaded comment; however, any edits to it will get removed if the file is opened in a newer version of Excel. Learn more: https://go.microsoft.com/fwlink/?linkid=870924 Comment: Should this be a separate option? Or will it only show up in the c/e explorer when the existing building has 0.20 solar reflectance?
Note on C2232: [Threaded comment] Your version of Excel allows you to read this threaded comment; however, any edits to it will get removed if the file is opened in a newer version of Excel. Learn more: https://go.microsoft.com/fwlink/?linkid=870924 Comment: Should this be a separate option? Or will it only show up in the c/e explorer when the existing building has 0.20 solar reflectance?
Note on C2261: [Threaded comment] Your version of Excel allows you to read this threaded comment; however, any edits to it will get removed if the file is opened in a newer version of Excel. Learn more: https://go.microsoft.com/fwlink/?linkid=870924 Comment: Should this be a separate option? Or will it only show up in the c/e explorer when the existing building has 0.20 solar reflectance?
Note on C2290: [Threaded comment] Your version of Excel allows you to read this threaded comment; however, any edits to it will get removed if the file is opened in a newer version of Excel. Learn more: https://go.microsoft.com/fwlink/?linkid=870924 Comment: Should this be a separate option? Or will it only show up in the c/e explorer when the existing building has 0.20 solar reflectance?
Note on C2431: [Threaded comment] Your version of Excel allows you to read this threaded comment; however, any edits to it will get removed if the file is opened in a newer version of Excel. Learn more: https://go.microsoft.com/fwlink/?linkid=870924 Comment: Should this be a separate option? Or will it only show up in the c/e explorer when the existing building has 0.20 solar reflectance?
Note on C2459: [Threaded comment] Your version of Excel allows you to read this threaded comment; however, any edits to it will get removed if the file is opened in a newer version of Excel. Learn more: https://go.microsoft.com/fwlink/?linkid=870924 Comment: Should this be a separate option? Or will it only show up in the c/e explorer when the existing building has 0.20 solar reflectance?
Note on C2599: [Threaded comment] Your version of Excel allows you to read this threaded comment; however, any edits to it will get removed if the file is opened in a newer version of Excel. Learn more: https://go.microsoft.com/fwlink/?linkid=870924 Comment: Should this be a separate option? Or will it only show up in the c/e explorer when the existing building has 0.20 solar reflectance?
Note on C2627: [Threaded comment] Your version of Excel allows you to read this threaded comment; however, any edits to it will get removed if the file is opened in a newer version of Excel. Learn more: https://go.microsoft.com/fwlink/?linkid=870924 Comment: Should this be a separate option? Or will it only show up in the c/e explorer when the existing building has 0.20 solar reflectance?
Note on C2655: [Threaded comment] Your version of Excel allows you to read this threaded comment; however, any edits to it will get removed if the file is opened in a newer version of Excel. Learn more: https://go.microsoft.com/fwlink/?linkid=870924 Comment: Should this be a separate option? Or will it only show up in the c/e explorer when the existing building has 0.20 solar reflectance?
Note on C2683: [Threaded comment] Your version of Excel allows you to read this threaded comment; however, any edits to it will get removed if the file is opened in a newer version of Excel. Learn more: https://go.microsoft.com/fwlink/?linkid=870924 Comment: Should this be a separate option? Or will it only show up in the c/e explorer when the existing building has 0.20 solar reflectance?
Note on C2711: [Threaded comment] Your version of Excel allows you to read this threaded comment; however, any edits to it will get removed if the file is opened in a newer version of Excel. Learn more: https://go.microsoft.com/fwlink/?linkid=870924 Comment: Should this be a separate option? Or will it only show up in the c/e explorer when the existing building has 0.20 solar reflectance?
Note on C2739: [Threaded comment] Your version of Excel allows you to read this threaded comment; however, any edits to it will get removed if the file is opened in a newer version of Excel. Learn more: https://go.microsoft.com/fwlink/?linkid=870924 Comment: Should this be a separate option? Or will it only show up in the c/e explorer when the existing building has 0.20 solar reflectance?
Note on C2767: [Threaded comment] Your version of Excel allows you to read this threaded comment; however, any edits to it will get removed if the file is opened in a newer version of Excel. Learn more: https://go.microsoft.com/fwlink/?linkid=870924 Comment: Should this be a separate option? Or will it only show up in the c/e explorer when the existing building has 0.20 solar reflectance?
Note on C2795: [Threaded comment] Your version of Excel allows you to read this threaded comment; however, any edits to it will get removed if the file is opened in a newer version of Excel. Learn more: https://go.microsoft.com/fwlink/?linkid=870924 Comment: Should this be a separate option? Or will it only show up in the c/e explorer when the existing building has 0.20 solar reflectance?
Note on C2823: [Threaded comment] Your version of Excel allows you to read this threaded comment; however, any edits to it will get removed if the file is opened in a newer version of Excel. Learn more: https://go.microsoft.com/fwlink/?linkid=870924 Comment: Should this be a separate option? Or will it only show up in the c/e explorer when the existing building has 0.20 solar reflectance?
Note on C2851: [Threaded comment] Your version of Excel allows you to read this threaded comment; however, any edits to it will get removed if the file is opened in a newer version of Excel. Learn more: https://go.microsoft.com/fwlink/?linkid=870924 Comment: Should this be a separate option? Or will it only show up in the c/e explorer when the existing building has 0.20 solar reflectance?
Note on C2879: [Threaded comment] Your version of Excel allows you to read this threaded comment; however, any edits to it will get removed if the file is opened in a newer version of Excel. Learn more: https://go.microsoft.com/fwlink/?linkid=870924 Comment: Should this be a separate option? Or will it only show up in the c/e explorer when the existing building has 0.20 solar reflectance?
Note on C3011: [Threaded comment] Your version of Excel allows you to read this threaded comment; however, any edits to it will get removed if the file is opened in a newer version of Excel. Learn more: https://go.microsoft.com/fwlink/?linkid=870924 Comment: Should this be a separate option? Or will it only show up in the c/e explorer when the existing building has 0.20 solar reflectance?
Note on C3037: [Threaded comment] Your version of Excel allows you to read this threaded comment; however, any edits to it will get removed if the file is opened in a newer version of Excel. Learn more: https://go.microsoft.com/fwlink/?linkid=870924 Comment: Should this be a separate option? Or will it only show up in the c/e explorer when the existing building has 0.20 solar reflectance?
Note on C3167: [Threaded comment] Your version of Excel allows you to read this threaded comment; however, any edits to it will get removed if the file is opened in a newer version of Excel. Learn more: https://go.microsoft.com/fwlink/?linkid=870924 Comment: Should this be a separate option? Or will it only show up in the c/e explorer when the existing building has 0.20 solar reflectance?
Note on C3193: [Threaded comment] Your version of Excel allows you to read this threaded comment; however, any edits to it will get removed if the file is opened in a newer version of Excel. Learn more: https://go.microsoft.com/fwlink/?linkid=870924 Comment: Should this be a separate option? Or will it only show up in the c/e explorer when the existing building has 0.20 solar reflectance?
Note on C3219: [Threaded comment] Your version of Excel allows you to read this threaded comment; however, any edits to it will get removed if the file is opened in a newer version of Excel. Learn more: https://go.microsoft.com/fwlink/?linkid=870924 Comment: Should this be a separate option? Or will it only show up in the c/e explorer when the existing building has 0.20 solar reflectance?
Note on C3245: [Threaded comment] Your version of Excel allows you to read this threaded comment; however, any edits to it will get removed if the file is opened in a newer version of Excel. Learn more: https://go.microsoft.com/fwlink/?linkid=870924 Comment: Should this be a separate option? Or will it only show up in the c/e explorer when the existing building has 0.20 solar reflectance?
Note on C3271: [Threaded comment] Your version of Excel allows you to read this threaded comment; however, any edits to it will get removed if the file is opened in a newer version of Excel. Learn more: https://go.microsoft.com/fwlink/?linkid=870924 Comment: Should this be a separate option? Or will it only show up in the c/e explorer when the existing building has 0.20 solar reflectance?
Note on C3297: [Threaded comment] Your version of Excel allows you to read this threaded comment; however, any edits to it will get removed if the file is opened in a newer version of Excel. Learn more: https://go.microsoft.com/fwlink/?linkid=870924 Comment: Should this be a separate option? Or will it only show up in the c/e explorer when the existing building has 0.20 solar reflectance?
Note on C3323: [Threaded comment] Your version of Excel allows you to read this threaded comment; however, any edits to it will get removed if the file is opened in a newer version of Excel. Learn more: https://go.microsoft.com/fwlink/?linkid=870924 Comment: Should this be a separate option? Or will it only show up in the c/e explorer when the existing building has 0.20 solar reflectance?
Note on C3349: [Threaded comment] Your version of Excel allows you to read this threaded comment; however, any edits to it will get removed if the file is opened in a newer version of Excel. Learn more: https://go.microsoft.com/fwlink/?linkid=870924 Comment: Should this be a separate option? Or will it only show up in the c/e explorer when the existing building has 0.20 solar reflectance?
Note on C3375: [Threaded comment] Your version of Excel allows you to read this threaded comment; however, any edits to it will get removed if the file is opened in a newer version of Excel. Learn more: https://go.microsoft.com/fwlink/?linkid=870924 Comment: Should this be a separate option? Or will it only show up in the c/e explorer when the existing building has 0.20 solar reflectance?
Note on C3401: [Threaded comment] Your version of Excel allows you to read this threaded comment; however, any edits to it will get removed if the file is opened in a newer version of Excel. Learn more: https://go.microsoft.com/fwlink/?linkid=870924 Comment: Should this be a separate option? Or will it only show up in the c/e explorer when the existing building has 0.20 solar reflectance?
Note on C3427: [Threaded comment] Your version of Excel allows you to read this threaded comment; however, any edits to it will get removed if the file is opened in a newer version of Excel. Learn more: https://go.microsoft.com/fwlink/?linkid=870924 Comment: Should this be a separate option? Or will it only show up in the c/e explorer when the existing building has 0.20 solar reflectance?

## Source and Change Log
DATA CHANGES
Date | Who | What
2025-04-20 | Antonea Frasier | Updated costs, removed CPUC columns, rearranged coulmns
2026-05-12 | Antonea Frasier | Updated costs, add CARE rate costs, in columns AO AP for cost effectiveness and AE AF for cost savings
2026-06-19 | Antonea Frasier | Utility Rate updates to May 2026 which also includes the VNBT.VNBT is being applied to both standard and elec rates
2026-07-08 | Antonea Frasier | Updated runs in CBECC 2.1.1 software
TEMPLATE VERSION LOG
Version | Who | What was changed in the blank template since the last version?